## results template
Title | 1 | 2 | 3 | 4 | 5 | 6 | 7 | 8 | 9 | 10 | 11 | 12 | 13 | 14 | 15 | 16 | 17 | 18 | 19 | 20 | 21 | 22 | 23 | 24 | 25 | 26 | 27 | 28 | 29 | 30 | 31 | 32 | 33 | 34 | 35 | 36 | 37 | 38 | 39 | 40 | 41 | 42 | 43 | 44 | 45 | 46 | 47 | 48 | 49 | 50 | 51 | 52 | 53 | 54 | 55 | 56 | 57 | 58 | 59 | 60 | 61 | 62 | 63 | 64 | 65 | 66 | 67 | 68 | 69 | 70 | 71 | 72 | 73 | 74 | 75 | 76 | 77 | 78 | 79 | 80 | 81 | 82 | 83 | 84 | 85 | 86 | 87 | 88 | 89 | 90 | 91 | 92 | 93 | 94 | 95 | 96
Run
Settings
Heat demand
Isolatie label | Huidig | Huidig | Huidig | Huidig | A | A | B | B | B | B | B | B | C | C | C | C | C | C | Huidig | Huidig | Huidig | Huidig | Huidig | Huidig | A | A | A | A | A | A | B | B | B | B | B | B | C | C | C | C | C | C | Huidig | Huidig | Huidig | Huidig | Huidig | Huidig | A | A | A | A | A | A | B | B | B | B | B | B | C | C | C | C | C | C | Huidig | Huidig | Huidig | Huidig | Huidig | Huidig | A | A | A | A | A | A | B | B | B | B | B | B | C | C | C | C | C | C | Huidig | Huidig | Huidig | Huidig | Huidig | Huidig
Heat supply
Natural gas boiler | 100 | 100 | 100 | 100 | 0 | 0 | 100 | 0 | 0 | 0 | 0 | 0 | 100 | 0 | 0 | 0 | 0 | 0 | 100 | 0 | 0 | 0 | 0 | 0 | 100 | 0 | 0 | 0 | 0 | 0 | 100 | 0 | 0 | 0 | 0 | 0 | 100 | 0 | 0 | 0 | 0 | 0 | 100 | 0 | 0 | 0 | 0 | 0 | 100 | 0 | 0 | 0 | 0 | 0 | 100 | 0 | 0 | 0 | 0 | 0 | 100 | 0 | 0 | 0 | 0 | 0 | 100 | 0 | 0 | 0 | 0 | 0 | 100 | 0 | 0 | 0 | 0 | 0 | 100 | 0 | 0 | 0 | 0 | 0 | 100 | 0 | 0 | 0 | 0 | 0 | 100 | 0 | 0 | 0 | 0 | 0
Green gas boiler | 0 | 0 | 0 | 0 | 0 | 0 | 0 | 100 | 0 | 0 | 0 | 0 | 0 | 100 | 0 | 0 | 0 | 0 | 0 | 100 | 0 | 0 | 0 | 0 | 0 | 100 | 0 | 0 | 0 | 0 | 0 | 100 | 0 | 0 | 0 | 0 | 0 | 100 | 0 | 0 | 0 | 0 | 0 | 100 | 0 | 0 | 0 | 0 | 0 | 100 | 0 | 0 | 0 | 0 | 0 | 100 | 0 | 0 | 0 | 0 | 0 | 100 | 0 | 0 | 0 | 0 | 0 | 100 | 0 | 0 | 0 | 0 | 0 | 100 | 0 | 0 | 0 | 0 | 0 | 100 | 0 | 0 | 0 | 0 | 0 | 100 | 0 | 0 | 0 | 0 | 0 | 100 | 0 | 0 | 0 | 0
Electric heat pump | 0 | 0 | 0 | 0 | 0 | 0 | 0 | 0 | 100 | 0 | 0 | 0 | 0 | 0 | 100 | 0 | 0 | 0 | 0 | 0 | 100 | 0 | 0 | 0 | 0 | 0 | 100 | 0 | 0 | 0 | 0 | 0 | 100 | 0 | 0 | 0 | 0 | 0 | 100 | 0 | 0 | 0 | 0 | 0 | 100 | 0 | 0 | 0 | 0 | 0 | 100 | 0 | 0 | 0 | 0 | 0 | 100 | 0 | 0 | 0 | 0 | 0 | 100 | 0 | 0 | 0 | 0 | 0 | 100 | 0 | 0 | 0 | 0 | 0 | 100 | 0 | 0 | 0 | 0 | 0 | 100 | 0 | 0 | 0 | 0 | 0 | 100 | 0 | 0 | 0 | 0 | 0 | 100 | 0 | 0 | 0
Hybrid heat pump | 0 | 0 | 0 | 0 | 0 | 0 | 0 | 0 | 0 | 100 | 0 | 0 | 0 | 0 | 0 | 100 | 0 | 0 | 0 | 0 | 0 | 100 | 0 | 0 | 0 | 0 | 0 | 100 | 0 | 0 | 0 | 0 | 0 | 100 | 0 | 0 | 0 | 0 | 0 | 100 | 0 | 0 | 0 | 0 | 0 | 100 | 0 | 0 | 0 | 0 | 0 | 100 | 0 | 0 | 0 | 0 | 0 | 100 | 0 | 0 | 0 | 0 | 0 | 100 | 0 | 0 | 0 | 0 | 0 | 100 | 0 | 0 | 0 | 0 | 0 | 100 | 0 | 0 | 0 | 0 | 0 | 100 | 0 | 0 | 0 | 0 | 0 | 100 | 0 | 0 | 0 | 0 | 0 | 100 | 0 | 0
District heating | 0 | 0 | 0 | 0 | 100 | 100 | 0 | 0 | 0 | 0 | 100 | 100 | 0 | 0 | 0 | 0 | 100 | 100 | 0 | 0 | 0 | 0 | 100 | 100 | 0 | 0 | 0 | 0 | 100 | 100 | 0 | 0 | 0 | 0 | 100 | 100 | 0 | 0 | 0 | 0 | 100 | 100 | 0 | 0 | 0 | 0 | 100 | 100 | 0 | 0 | 0 | 0 | 100 | 100 | 0 | 0 | 0 | 0 | 100 | 100 | 0 | 0 | 0 | 0 | 100 | 100 | 0 | 0 | 0 | 0 | 100 | 100 | 0 | 0 | 0 | 0 | 100 | 100 | 0 | 0 | 0 | 0 | 100 | 100 | 0 | 0 | 0 | 0 | 100 | 100 | 0 | 0 | 0 | 0 | 100 | 100
District heating temperature | HT | HT | HT | HT | MT | LT | HT | HT | HT | HT | MT | LT | HT | HT | HT | HT | MT | LT | HT | HT | HT | HT | MT | LT | HT | HT | HT | HT | MT | LT | HT | HT | HT | HT | MT | LT | HT | HT | HT | HT | MT | LT | HT | HT | HT | HT | MT | LT | HT | HT | HT | HT | MT | LT | HT | HT | HT | HT | MT | LT | HT | HT | HT | HT | MT | LT | HT | HT | HT | HT | MT | LT | HT | HT | HT | HT | MT | LT | HT | HT | HT | HT | MT | LT | HT | HT | HT | HT | MT | LT | HT | HT | HT | HT | MT | LT
Electricity supply
Rooftop solar PV | 0 | 0 | 0 | 0 | 0 | 0 | 0 | 0 | 0 | 0 | 0 | 0 | 0 | 0 | 0 | 0 | 0 | 0 | 0 | 0 | 0 | 0 | 0 | 0 | 100 | 100 | 100 | 100 | 100 | 100 | 100 | 100 | 100 | 100 | 100 | 100 | 100 | 100 | 100 | 100 | 100 | 100 | 100 | 100 | 100 | 100 | 100 | 100 | 100 | 100 | 100 | 100 | 100 | 100 | 100 | 100 | 100 | 100 | 100 | 100 | 100 | 100 | 100 | 100 | 100 | 100 | 100 | 100 | 100 | 100 | 100 | 100 | 100 | 100 | 100 | 100 | 100 | 100 | 100 | 100 | 100 | 100 | 100 | 100 | 100 | 100 | 100 | 100 | 100 | 100 | 100 | 100 | 100 | 100 | 100 | 100
Electricity demand
Electric cooking | 0 | 0 | 0 | 0 | 0 | 0 | 0 | 0 | 0 | 0 | 0 | 0 | 0 | 0 | 0 | 0 | 0 | 0 | 0 | 0 | 0 | 0 | 0 | 0 | 100 | 100 | 100 | 100 | 100 | 100 | 100 | 100 | 100 | 100 | 100 | 100 | 100 | 100 | 100 | 100 | 100 | 100 | 100 | 100 | 100 | 100 | 100 | 100 | 100 | 100 | 100 | 100 | 100 | 100 | 100 | 100 | 100 | 100 | 100 | 100 | 100 | 100 | 100 | 100 | 100 | 100 | 100 | 100 | 100 | 100 | 100 | 100 | 100 | 100 | 100 | 100 | 100 | 100 | 100 | 100 | 100 | 100 | 100 | 100 | 100 | 100 | 100 | 100 | 100 | 100 | 100 | 100 | 100 | 100 | 100 | 100
Electric vehicle | 100 | 32 | 100 | 100 | 0 | 0 | 0 | 0 | 0 | 0 | 0 | 0 | 0 | 0 | 0 | 0 | 0 | 0 | 0 | 0 | 0 | 0 | 0 | 0 | 100 | 100 | 100 | 100 | 100 | 100 | 100 | 100 | 100 | 100 | 100 | 100 | 100 | 100 | 100 | 100 | 100 | 100 | 100 | 100 | 100 | 100 | 100 | 100 | 100 | 100 | 100 | 100 | 100 | 100 | 100 | 100 | 100 | 100 | 100 | 100 | 100 | 100 | 100 | 100 | 100 | 100 | 100 | 100 | 100 | 100 | 100 | 100 | 100 | 100 | 100 | 100 | 100 | 100 | 100 | 100 | 100 | 100 | 100 | 100 | 100 | 100 | 100 | 100 | 100 | 100 | 100 | 100 | 100 | 100 | 100 | 100
Home battery | 0 | 0 | 0 | 0 | 0 | 0 | 0 | 0 | 0 | 0 | 0 | 0 | 0 | 0 | 0 | 0 | 0 | 0 | 0 | 0 | 0 | 0 | 0 | 0 | 0 | 0 | 0 | 0 | 0 | 0 | 0 | 0 | 0 | 0 | 0 | 0 | 0 | 0 | 0 | 0 | 0 | 0 | 0 | 0 | 0 | 0 | 0 | 0 | 0 | 0 | 0 | 0 | 0 | 0 | 0 | 0 | 0 | 0 | 0 | 0 | 0 | 0 | 0 | 0 | 0 | 0 | 0 | 0 | 0 | 0 | 0 | 0 | 0 | 0 | 0 | 0 | 0 | 0 | 0 | 0 | 0 | 0 | 0 | 0 | 0 | 0 | 0 | 0 | 0 | 0 | 0 | 0 | 0 | 0 | 0 | 0
Cost settings
Simulation year | 2020 | 2020 | 2020 | 2020 | 2030 | 2030 | 2030 | 2030 | 2030 | 2030 | 2030 | 2030 | 2030 | 2030 | 2030 | 2030 | 2030 | 2030 | 2030 | 2030 | 2030 | 2030 | 2030 | 2030 | 2022 | 2022 | 2022 | 2022 | 2022 | 2022 | 2022 | 2022 | 2022 | 2022 | 2022 | 2022 | 2022 | 2022 | 2022 | 2022 | 2022 | 2022 | 2022 | 2022 | 2022 | 2022 | 2022 | 2022 | 2030 | 2030 | 2030 | 2030 | 2030 | 2030 | 2030 | 2030 | 2030 | 2030 | 2030 | 2030 | 2030 | 2030 | 2030 | 2030 | 2030 | 2030 | 2030 | 2030 | 2030 | 2030 | 2030 | 2030 | 2030 | 2030 | 2030 | 2030 | 2030 | 2030 | 2030 | 2030 | 2030 | 2030 | 2030 | 2030 | 2030 | 2030 | 2030 | 2030 | 2030 | 2030 | 2030 | 2030 | 2030 | 2030 | 2030 | 2030
Demand management
Charging type | conventional | conventional | conventional | smart | conventional | conventional | conventional | conventional | conventional | conventional | conventional | conventional | conventional | conventional | conventional | conventional | conventional | conventional | conventional | conventional | conventional | conventional | conventional | conventional | Standaard | Standaard | Standaard | Standaard | Standaard | Standaard | Standaard | Standaard | Standaard | Standaard | Standaard | Standaard | Standaard | Standaard | Standaard | Standaard | Standaard | Standaard | Standaard | Standaard | Standaard | Standaard | Standaard | Standaard | Standaard | Standaard | Standaard | Standaard | Standaard | Standaard | Standaard | Standaard | Standaard | Standaard | Standaard | Standaard | Standaard | Standaard | Standaard | Standaard | Standaard | Standaard | Standaard | Standaard | Standaard | Standaard | Standaard | Standaard | Standaard | Standaard | Standaard | Standaard | Standaard | Standaard | Standaard | Standaard | Standaard | Standaard | Standaard | Standaard | Standaard | Standaard | Standaard | Standaard | Standaard | Standaard | Standaard | Standaard | Standaard | Standaard | Standaard | Standaard
Net metering | FALSE | FALSE | FALSE | FALSE | TRUE | TRUE | TRUE | TRUE | TRUE | TRUE | TRUE | TRUE | TRUE | TRUE | TRUE | TRUE | TRUE | TRUE | TRUE | TRUE | TRUE | TRUE | TRUE | TRUE | TRUE | TRUE | TRUE | TRUE | TRUE | TRUE | TRUE | TRUE | TRUE | TRUE | TRUE | TRUE | TRUE | TRUE | TRUE | TRUE | TRUE | TRUE | TRUE | TRUE | TRUE | TRUE | TRUE | TRUE | TRUE | TRUE | TRUE | TRUE | TRUE | TRUE | TRUE | TRUE | TRUE | TRUE | TRUE | TRUE | TRUE | TRUE | TRUE | TRUE | TRUE | TRUE | TRUE | TRUE | TRUE | TRUE | TRUE | TRUE | TRUE | TRUE | TRUE | TRUE | TRUE | TRUE | TRUE | TRUE | TRUE | TRUE | TRUE | TRUE | TRUE | TRUE | TRUE | TRUE | TRUE | TRUE | TRUE | TRUE | TRUE | TRUE | TRUE | TRUE
Boiler heating strategy | Conventional | Conventional | Conventional | Conventional | Conventional | Conventional | Conventional | Conventional | Conventional | Conventional | Conventional | Conventional | Conventional | Conventional | Conventional | Conventional | Conventional | Conventional | Conventional | Conventional | Conventional | Conventional | Conventional | Conventional | Conventional | Conventional | Conventional | Conventional | Conventional | Conventional | Conventional | Conventional | Conventional | Conventional | Conventional | Conventional | Conventional | Conventional | Conventional | Conventional | Conventional | Conventional | Conventional | Conventional | Conventional | Conventional | Conventional | Conventional | Conventional | Conventional | Conventional | Conventional | Conventional | Conventional | Conventional | Conventional | Conventional | Conventional | Conventional | Conventional | Conventional | Conventional | Conventional | Conventional | Conventional | Conventional | Conventional | Conventional | Conventional | Conventional | Conventional | Conventional | Conventional | Conventional | Conventional | Conventional | Conventional | Conventional | Conventional | Conventional | Conventional | Conventional | Conventional | Conventional | Conventional | Conventional | Conventional | Conventional | Conventional | Conventional | Conventional | Conventional | Conventional | Conventional | Conventional | Conventional
Results
Societal costs
Total annual costs | 3 | 2.93 | 3.02 | 3.03 | #NUM! | #NUM! | #NUM! | #NUM! | #NUM! | #NUM! | #NUM! | #NUM! | #NUM! | #NUM! | #NUM! | #NUM! | #NUM! | #NUM! | #NUM! | #NUM! | #NUM! | #NUM! | #NUM! | #NUM! | 6.89 | 6.67 | 12.51 | 9.65 | 9.74 | 11.34 | 6.04 | 5.89 | 11.78 | 8.89 | 8.89 | 10.51 | 5.89 | 5.68 | 11.78 | 8.78 | 8.51 | 10.11 | 6.25 | 6.04 | 12.68 | 9.48 | 8.41 | 9.95 | 3.68 | 3.99 | 5.11 | 4.78 | 5.09 | 6.72 | 2.87 | 3.19 | 4.3 | 3.96 | 4.26 | 5.88 | 2.58 | 2.91 | 4.05 | 3.69 | 3.9 | 5.5 | 2.67 | 3.04 | 4.26 | 3.84 | 3.87 | 5.4 | 3.68 | 4 | 5.11 | 4.77 | 5.08 | 6.71 | 2.86 | 3.19 | 4.3 | 3.96 | 4.26 | 5.88 | 2.59 | 2.9 | 4.06 | 3.69 | 3.91 | 5.52 | 2.67 | 3.02 | 4.26 | 3.84 | 3.85 | 5.4
Heating system annual costs | 1.87 | 1.87 | 1.87 | 1.87 | #NUM! | #NUM! | #NUM! | #NUM! | #NUM! | #NUM! | #NUM! | #NUM! | #NUM! | #NUM! | #NUM! | #NUM! | #NUM! | #NUM! | #NUM! | #NUM! | #NUM! | #NUM! | #NUM! | #NUM! | 4.49 | 4.31 | 5.68 | 5.27 | 5.06 | 6.68 | 4.51 | 4.33 | 5.71 | 5.29 | 5.06 | 6.68 | 4.67 | 4.48 | 5.9 | 5.46 | 5.03 | 6.62 | 5.1 | 4.89 | 6.4 | 5.91 | 4.98 | 6.52 | 1.98 | 2.3 | 2.26 | 2.55 | 2.79 | 4.42 | 1.99 | 2.31 | 2.27 | 2.56 | 2.79 | 4.41 | 2.05 | 2.38 | 2.32 | 2.61 | 2.79 | 4.39 | 2.19 | 2.55 | 2.46 | 2.74 | 2.79 | 4.34 | 1.98 | 2.3 | 2.26 | 2.55 | 2.79 | 4.42 | 1.99 | 2.31 | 2.27 | 2.56 | 2.79 | 4.41 | 2.05 | 2.38 | 2.32 | 2.61 | 2.79 | 4.39 | 2.19 | 2.55 | 2.46 | 2.74 | 2.79 | 4.34
Electricity system annual costs | 1.14 | 1.06 | 1.16 | 1.16 | #NUM! | #NUM! | #NUM! | #NUM! | #NUM! | #NUM! | #NUM! | #NUM! | #NUM! | #NUM! | #NUM! | #NUM! | #NUM! | #NUM! | #NUM! | #NUM! | #NUM! | #NUM! | #NUM! | #NUM! | 1.17 | 1.13 | 5.59 | 3.15 | 3.45 | 3.43 | 1.12 | 1.15 | 5.66 | 3.19 | 3.43 | 3.43 | 1.16 | 1.14 | 5.83 | 3.27 | 3.42 | 3.43 | 1.15 | 1.15 | 6.28 | 3.57 | 3.42 | 3.42 | 0.47 | 0.45 | 1.61 | 1 | 1.06 | 1.07 | 0.47 | 0.47 | 1.63 | 1 | 1.06 | 1.06 | 0.47 | 0.47 | 1.67 | 1.03 | 1.05 | 1.06 | 0.48 | 0.48 | 1.8 | 1.1 | 1.07 | 1.07 | 0.47 | 0.47 | 1.61 | 0.98 | 1.06 | 1.06 | 0.46 | 0.48 | 1.62 | 1 | 1.05 | 1.06 | 0.48 | 0.47 | 1.69 | 1.03 | 1.06 | 1.08 | 0.48 | 0.47 | 1.8 | 1.1 | 1.06 | 1.06
Insulation annual costs | 0 | 0 | 0 | 0 | 2.23 | 2.23 | 0.51 | 0.51 | 0.51 | 0.51 | 0.51 | 0.51 | 0.02 | 0.02 | 0.02 | 0.02 | 0.02 | 0.02 | 0 | 0 | 0 | 0 | 0 | 0 | 1.23 | 1.23 | 1.23 | 1.23 | 1.23 | 1.23 | 0.41 | 0.41 | 0.41 | 0.41 | 0.41 | 0.41 | 0.06 | 0.06 | 0.06 | 0.06 | 0.06 | 0.06 | 0 | 0 | 0 | 0 | 0 | 0 | 1.23 | 1.23 | 1.23 | 1.23 | 1.23 | 1.23 | 0.41 | 0.41 | 0.41 | 0.41 | 0.41 | 0.41 | 0.06 | 0.06 | 0.06 | 0.06 | 0.06 | 0.06 | 0 | 0 | 0 | 0 | 0 | 0 | 1.23 | 1.23 | 1.23 | 1.23 | 1.23 | 1.23 | 0.41 | 0.41 | 0.41 | 0.41 | 0.41 | 0.41 | 0.06 | 0.06 | 0.06 | 0.06 | 0.06 | 0.06 | 0 | 0 | 0 | 0 | 0 | 0
Costs per household
Total annual costs | 1518 | 1481 | 1530 | 1531 | 0 | 0 | 0 | 0 | 0 | 0 | 0 | 0 | 0 | 0 | 0 | 0 | 0 | 0 | 0 | 0 | 0 | 0 | 0 | 0 | 4173 | 4041 | 7576 | 5847 | 5901 | 6870 | 3659 | 3568 | 7135 | 5385 | 5387 | 6366 | 3568 | 3442 | 7137 | 5319 | 5153 | 6122 | 3784 | 3656 | 7683 | 5742 | 5092 | 6024 | 2232 | 2414 | 3093 | 2895 | 3081 | 4071 | 1736 | 1929 | 2607 | 2400 | 2579 | 3559 | 1560 | 1760 | 2452 | 2235 | 2363 | 3331 | 1616 | 1839 | 2579 | 2328 | 2341 | 3271 | 2231 | 2425 | 3092 | 2887 | 3079 | 4062 | 1734 | 1934 | 2604 | 2401 | 2578 | 3564 | 1566 | 1757 | 2462 | 2235 | 2371 | 3344 | 1615 | 1832 | 2579 | 2329 | 2335 | 3269
Heating system annual costs | 944 | 944 | 944 | 944 | 0 | 0 | 0 | 0 | 0 | 0 | 0 | 0 | 0 | 0 | 0 | 0 | 0 | 0 | 0 | 0 | 0 | 0 | 0 | 0 | 2719 | 2610 | 3442 | 3191 | 3065 | 4048 | 2733 | 2624 | 3458 | 3205 | 3063 | 4043 | 2831 | 2716 | 3571 | 3306 | 3047 | 4012 | 3088 | 2961 | 3877 | 3579 | 3017 | 3950 | 1202 | 1393 | 1371 | 1546 | 1691 | 2675 | 1207 | 1399 | 1375 | 1549 | 1691 | 2672 | 1239 | 1440 | 1405 | 1579 | 1691 | 2657 | 1325 | 1547 | 1488 | 1663 | 1693 | 2626 | 1202 | 1393 | 1371 | 1546 | 1692 | 2674 | 1207 | 1399 | 1375 | 1549 | 1692 | 2673 | 1239 | 1440 | 1405 | 1579 | 1691 | 2656 | 1325 | 1547 | 1488 | 1662 | 1693 | 2626
Electricity system annual costs | 574 | 537 | 586 | 587 | 0 | 0 | 0 | 0 | 0 | 0 | 0 | 0 | 0 | 0 | 0 | 0 | 0 | 0 | 0 | 0 | 0 | 0 | 0 | 0 | 708 | 685 | 3389 | 1910 | 2090 | 2077 | 678 | 697 | 3430 | 1932 | 2076 | 2075 | 703 | 692 | 3531 | 1978 | 2071 | 2075 | 696 | 695 | 3805 | 2163 | 2074 | 2074 | 284 | 275 | 976 | 603 | 643 | 651 | 282 | 283 | 985 | 603 | 640 | 640 | 286 | 286 | 1012 | 621 | 637 | 639 | 290 | 292 | 1091 | 665 | 649 | 645 | 283 | 286 | 975 | 595 | 641 | 642 | 280 | 288 | 981 | 604 | 639 | 644 | 292 | 283 | 1022 | 621 | 645 | 653 | 290 | 285 | 1091 | 666 | 642 | 643
Insulation annual costs | 0 | 0 | 0 | 0 | 1128 | 1128 | 260 | 260 | 260 | 260 | 260 | 260 | 12 | 12 | 12 | 12 | 12 | 12 | 0 | 0 | 0 | 0 | 0 | 0 | 746 | 746 | 746 | 746 | 746 | 746 | 247 | 247 | 247 | 247 | 247 | 247 | 35 | 35 | 35 | 35 | 35 | 35 | 0 | 0 | 0 | 0 | 0 | 0 | 746 | 746 | 746 | 746 | 746 | 746 | 247 | 247 | 247 | 247 | 247 | 247 | 35 | 35 | 35 | 35 | 35 | 35 | 0 | 0 | 0 | 0 | 0 | 0 | 746 | 746 | 746 | 746 | 746 | 746 | 247 | 247 | 247 | 247 | 247 | 247 | 35 | 35 | 35 | 35 | 35 | 35 | 0 | 0 | 0 | 0 | 0 | 0
Costs LCOE
Total | 0.14 | 0.14 | 0.14 | 0.14 | #NUM! | #NUM! | #NUM! | #NUM! | #NUM! | #NUM! | #NUM! | #NUM! | #NUM! | #NUM! | #NUM! | #NUM! | #NUM! | #NUM! | #NUM! | #NUM! | #NUM! | #NUM! | #NUM! | #NUM! | 0.26 | 0.25 | 0.41 | 0.35 | 0.34 | 0.41 | 0.26 | 0.25 | 0.41 | 0.35 | 0.34 | 0.41 | 0.26 | 0.25 | 0.41 | 0.34 | 0.33 | 0.39 | 0.26 | 0.25 | 0.41 | 0.34 | 0.31 | 0.36 | 0.11 | 0.13 | 0.14 | 0.15 | 0.16 | 0.22 | 0.11 | 0.13 | 0.14 | 0.15 | 0.16 | 0.22 | 0.11 | 0.13 | 0.14 | 0.14 | 0.15 | 0.21 | 0.11 | 0.13 | 0.14 | 0.14 | 0.14 | 0.2 | 0.11 | 0.13 | 0.14 | 0.15 | 0.16 | 0.22 | 0.11 | 0.13 | 0.14 | 0.15 | 0.16 | 0.22 | 0.11 | 0.13 | 0.14 | 0.14 | 0.15 | 0.21 | 0.11 | 0.13 | 0.14 | 0.14 | 0.14 | 0.2
Heating | 0.12 | 0.12 | 0.12 | 0.12 | #DIV/0! | #DIV/0! | #DIV/0! | #DIV/0! | #DIV/0! | #DIV/0! | #DIV/0! | #DIV/0! | #DIV/0! | #DIV/0! | #DIV/0! | #DIV/0! | #DIV/0! | #DIV/0! | #DIV/0! | #DIV/0! | #DIV/0! | #DIV/0! | #DIV/0! | #DIV/0! | 0.28 | 0.27 | 0.35 | 0.33 | 0.31 | 0.42 | 0.28 | 0.27 | 0.35 | 0.33 | 0.31 | 0.41 | 0.28 | 0.27 | 0.35 | 0.32 | 0.3 | 0.39 | 0.27 | 0.26 | 0.34 | 0.32 | 0.27 | 0.35 | 0.12 | 0.14 | 0.14 | 0.16 | 0.17 | 0.27 | 0.12 | 0.14 | 0.14 | 0.16 | 0.17 | 0.27 | 0.12 | 0.14 | 0.14 | 0.15 | 0.17 | 0.26 | 0.12 | 0.14 | 0.13 | 0.15 | 0.15 | 0.23 | 0.12 | 0.14 | 0.14 | 0.16 | 0.17 | 0.27 | 0.12 | 0.14 | 0.14 | 0.16 | 0.17 | 0.27 | 0.12 | 0.14 | 0.14 | 0.15 | 0.17 | 0.26 | 0.12 | 0.14 | 0.13 | 0.15 | 0.15 | 0.23
Electricity | 0.19 | 0.19 | 0.19 | 0.19 | #NUM! | #NUM! | #NUM! | #NUM! | #NUM! | #NUM! | #NUM! | #NUM! | #NUM! | #NUM! | #NUM! | #NUM! | #NUM! | #NUM! | #NUM! | #NUM! | #NUM! | #NUM! | #NUM! | #NUM! | 0.21 | 0.21 | 0.48 | 0.38 | 0.4 | 0.4 | 0.21 | 0.21 | 0.48 | 0.38 | 0.4 | 0.4 | 0.21 | 0.21 | 0.49 | 0.39 | 0.4 | 0.4 | 0.21 | 0.21 | 0.5 | 0.4 | 0.4 | 0.4 | 0.09 | 0.09 | 0.14 | 0.12 | 0.12 | 0.12 | 0.09 | 0.09 | 0.14 | 0.12 | 0.12 | 0.12 | 0.09 | 0.09 | 0.14 | 0.12 | 0.12 | 0.12 | 0.09 | 0.09 | 0.14 | 0.12 | 0.12 | 0.12 | 0.09 | 0.09 | 0.14 | 0.12 | 0.12 | 0.12 | 0.09 | 0.09 | 0.14 | 0.12 | 0.12 | 0.12 | 0.09 | 0.09 | 0.14 | 0.12 | 0.12 | 0.12 | 0.09 | 0.09 | 0.14 | 0.12 | 0.12 | 0.12
Insulation | 0 | 0 | 0 | 0 | 0.25 | 0.25 | 0.18 | 0.18 | 0.18 | 0.18 | 0.18 | 0.18 | 0 | 0 | 0 | 0 | 0 | 0 | 0 | 0 | 0 | 0 | 0 | 0 | 1.05 | 1.05 | 1.05 | 1.05 | 1.05 | 1.05 | 0.16 | 0.16 | 0.16 | 0.16 | 0.16 | 0.16 | 0.02 | 0.02 | 0.02 | 0.02 | 0.02 | 0.02 | 0 | 0 | 0 | 0 | 0 | 0 | 1.05 | 1.05 | 1.05 | 1.05 | 1.05 | 1.05 | 0.16 | 0.16 | 0.16 | 0.16 | 0.16 | 0.16 | 0.02 | 0.02 | 0.02 | 0.02 | 0.02 | 0.02 | 0 | 0 | 0 | 0 | 0 | 0 | 1.05 | 1.05 | 1.05 | 1.05 | 1.05 | 1.05 | 0.16 | 0.16 | 0.16 | 0.16 | 0.16 | 0.16 | 0.02 | 0.02 | 0.02 | 0.02 | 0.02 | 0.02 | 0 | 0 | 0 | 0 | 0 | 0
Infrastructure
Overloaded transformers (#) | 6 | 1 | 7 | 0 | 0 | 0 | 0 | 0 | 0 | 0 | 0 | 0 | 0 | 0 | 0 | 0 | 0 | 0 | 0 | 0 | 0 | 0 | 0 | 0 | 6 | 6 | 11 | 10 | 9 | 9 | 6 | 6 | 11 | 10 | 10 | 8 | 6 | 6 | 11 | 11 | 9 | 10 | 6 | 6 | 11 | 11 | 9 | 9 | 6 | 6 | 11 | 10 | 10 | 8 | 6 | 6 | 11 | 10 | 10 | 10 | 6 | 6 | 11 | 10 | 9 | 9 | 6 | 6 | 11 | 11 | 10 | 10 | 6 | 6 | 11 | 10 | 9 | 9 | 6 | 6 | 11 | 11 | 8 | 9 | 6 | 6 | 11 | 10 | 9 | 9 | 6 | 6 | 11 | 11 | 9 | 10
Overloaded transformers (total hours) | 1572 | 5 | 1042 | 0 | 0 | 0 | 0 | 0 | 0 | 0 | 0 | 0 | 0 | 0 | 0 | 0 | 0 | 0 | 0 | 0 | 0 | 0 | 0 | 0 | 838 | 849 | 7451 | 3148 | 3245 | 3279 | 860 | 857 | 7505 | 3184 | 3265 | 3318 | 816 | 872 | 7986 | 3417 | 3269 | 3285 | 870 | 853 | 9414 | 4080 | 3296 | 3301 | 872 | 853 | 7391 | 3147 | 3290 | 3299 | 849 | 859 | 7494 | 3195 | 3302 | 3295 | 848 | 876 | 8013 | 3403 | 3300 | 3277 | 867 | 861 | 9448 | 4081 | 3246 | 3250 | 877 | 856 | 7429 | 3202 | 3297 | 3272 | 849 | 864 | 7500 | 3180 | 3306 | 3243 | 857 | 869 | 7990 | 3384 | 3284 | 3271 | 859 | 852 | 9479 | 4087 | 3276 | 3269
Overloaded transformers (%) | 35 | 6 | 41 | 0 | 0 | 0 | 0 | 0 | 0 | 0 | 0 | 0 | 0 | 0 | 0 | 0 | 0 | 0 | 0 | 0 | 0 | 0 | 0 | 0 | 43 | 43 | 79 | 71 | 64 | 64 | 43 | 43 | 79 | 71 | 71 | 57 | 43 | 43 | 79 | 79 | 64 | 71 | 43 | 43 | 79 | 79 | 64 | 64 | 43 | 43 | 79 | 71 | 71 | 57 | 43 | 43 | 79 | 71 | 71 | 71 | 43 | 43 | 79 | 71 | 64 | 64 | 43 | 43 | 79 | 79 | 71 | 71 | 43 | 43 | 79 | 71 | 64 | 64 | 43 | 43 | 79 | 79 | 57 | 64 | 43 | 43 | 79 | 71 | 64 | 64 | 43 | 43 | 79 | 79 | 64 | 71
Overloaded transformers (hours per trafo) | 3 | 0 | 2 | 0 | 0 | 0 | 0 | 0 | 0 | 0 | 0 | 0 | 0 | 0 | 0 | 0 | 0 | 0 | 0 | 0 | 0 | 0 | 0 | 0 | 2 | 2 | 8 | 4 | 4 | 4 | 2 | 2 | 8 | 4 | 4 | 5 | 2 | 2 | 8 | 4 | 4 | 4 | 2 | 2 | 10 | 4 | 4 | 4 | 2 | 2 | 8 | 4 | 4 | 5 | 2 | 2 | 8 | 4 | 4 | 4 | 2 | 2 | 8 | 4 | 4 | 4 | 2 | 2 | 10 | 4 | 4 | 4 | 2 | 2 | 8 | 4 | 4 | 4 | 2 | 2 | 8 | 3 | 5 | 4 | 2 | 2 | 8 | 4 | 4 | 4 | 2 | 2 | 10 | 4 | 4 | 4
Energy total
Renewable energy (%) | 0 | 0 | 0 | 0 | 31.5 | 9.9 | 0 | 0 | 0 | 0 | 31.5 | 9.9 | 0 | 0 | 0 | 0 | 31.5 | 9.9 | 0 | 0 | 0 | 0 | 31.5 | 9.9 | 20.1 | 94.6 | 35.1 | 27.1 | 82.7 | 79.9 | 20.1 | 94.5 | 34.8 | 27 | 82.8 | 80 | 19.4 | 94.8 | 34.1 | 26.5 | 83.3 | 80.6 | 18 | 95.1 | 32.4 | 24.9 | 84.3 | 82 | 20.2 | 95 | 35.1 | 27.1 | 82.7 | 79.7 | 20.1 | 94.7 | 34.8 | 27 | 82.9 | 80.1 | 19.5 | 94.7 | 34.1 | 26.4 | 83.4 | 80.7 | 18 | 94.9 | 32.2 | 24.9 | 84.2 | 81.9 | 20.2 | 94.5 | 35.1 | 27.2 | 82.8 | 80 | 20.1 | 94.5 | 34.9 | 27 | 82.9 | 80 | 19.4 | 94.8 | 33.9 | 26.4 | 83.2 | 80.3 | 18 | 95.1 | 32.2 | 24.9 | 84.3 | 82
Self consumption (%) | 0 | 0 | 0 | 0 | 31.5 | 9.9 | 0 | 0 | 0 | 0 | 31.5 | 9.9 | 0 | 0 | 0 | 0 | 31.5 | 9.9 | 0 | 0 | 0 | 0 | 31.5 | 9.9 | 7.4 | 81.9 | 19.1 | 12.8 | 74.3 | 70.2 | 7.4 | 81.8 | 19 | 12.7 | 74.5 | 70.4 | 7.1 | 82.4 | 18.7 | 12.6 | 75.2 | 71.2 | 6.6 | 83.7 | 18 | 12.1 | 76.7 | 73.3 | 7.4 | 82.1 | 19.1 | 12.7 | 74.4 | 70 | 7.4 | 81.9 | 19 | 12.7 | 74.6 | 70.4 | 7.1 | 82.4 | 18.7 | 12.5 | 75.3 | 71.3 | 6.6 | 83.5 | 17.9 | 12.1 | 76.6 | 73.2 | 7.4 | 81.7 | 19.1 | 12.8 | 74.4 | 70.2 | 7.4 | 81.8 | 19 | 12.7 | 74.6 | 70.3 | 7.1 | 82.5 | 18.6 | 12.5 | 75.1 | 70.9 | 6.6 | 83.7 | 17.9 | 12.1 | 76.7 | 73.3
CO2-emissions (kton) | 5 | 5.5 | 5.1 | 5.1 | 1.2 | 0.9 | 0.9 | 0.9 | 0.9 | 0.9 | 1.2 | 0.9 | 0.9 | 0.9 | 0.9 | 0.9 | 1.2 | 0.9 | 0.9 | 0.9 | 0.9 | 0.9 | 1.2 | 0.9 | 3.5 | 1.4 | 1.9 | 2.5 | 2.3 | 1.6 | 3.5 | 1.4 | 1.9 | 2.5 | 2.3 | 1.6 | 3.6 | 1.4 | 2 | 2.6 | 2.3 | 1.6 | 4 | 1.6 | 2.1 | 2.8 | 2.4 | 1.6 | 3.3 | 1.2 | 0.5 | 1.8 | 1.4 | 0.8 | 3.3 | 1.2 | 0.5 | 1.8 | 1.4 | 0.8 | 3.4 | 1.2 | 0.6 | 1.8 | 1.5 | 0.8 | 3.8 | 1.4 | 0.6 | 2 | 1.6 | 0.8 | 3.3 | 1.2 | 0.5 | 1.7 | 1.4 | 0.8 | 3.3 | 1.2 | 0.5 | 1.8 | 1.4 | 0.8 | 3.4 | 1.2 | 0.6 | 1.8 | 1.5 | 0.8 | 3.8 | 1.4 | 0.6 | 2 | 1.6 | 0.8
Primary energy demand (GWh) | 21.4 | 29.5 | 21.5 | 21.5 | 18.3 | 13.9 | 12.5 | 12.5 | 12.5 | 12.5 | 18.3 | 13.9 | 12.5 | 12.5 | 12.5 | 12.5 | 18.3 | 13.9 | 12.5 | 12.5 | 12.5 | 12.5 | 18.3 | 13.9 | 20.3 | 20.2 | 11.7 | 15 | 26.1 | 22.4 | 20.3 | 20.3 | 11.7 | 15.1 | 26.2 | 22.5 | 21 | 21 | 12 | 15.4 | 26.9 | 23.2 | 22.7 | 22.7 | 12.6 | 16.4 | 28.7 | 25 | 20.2 | 20.1 | 11.6 | 15.1 | 26.1 | 22.5 | 20.3 | 20.3 | 11.7 | 15.1 | 26.2 | 22.5 | 21 | 21 | 12 | 15.5 | 26.8 | 23.2 | 22.7 | 22.7 | 12.7 | 16.4 | 28.8 | 25.1 | 20.2 | 20.2 | 11.6 | 15 | 26.1 | 22.4 | 20.3 | 20.3 | 11.7 | 15.1 | 26.2 | 22.5 | 21 | 20.9 | 12.1 | 15.5 | 26.9 | 23.3 | 22.7 | 22.7 | 12.7 | 16.4 | 28.7 | 25
Final energy demand (GWh) | 21.4 | 29.5 | 21.5 | 21.5 | 12.5 | 12.5 | 12.5 | 12.5 | 12.5 | 12.5 | 12.5 | 12.5 | 12.5 | 12.5 | 12.5 | 12.5 | 12.5 | 12.5 | 12.5 | 12.5 | 12.5 | 12.5 | 12.5 | 12.5 | 20.3 | 20.2 | 11.7 | 15 | 21.3 | 21.3 | 20.3 | 20.3 | 11.7 | 15.1 | 21.4 | 21.4 | 21 | 21 | 12 | 15.4 | 22.1 | 22.1 | 22.7 | 22.7 | 12.6 | 16.4 | 23.9 | 23.9 | 20.2 | 20.1 | 11.6 | 15.1 | 21.3 | 21.4 | 20.3 | 20.3 | 11.7 | 15.1 | 21.4 | 21.4 | 21 | 21 | 12 | 15.5 | 22 | 22 | 22.7 | 22.7 | 12.7 | 16.4 | 23.9 | 23.9 | 20.2 | 20.2 | 11.6 | 15 | 21.3 | 21.3 | 20.3 | 20.3 | 11.7 | 15.1 | 21.4 | 21.4 | 21 | 20.9 | 12.1 | 15.5 | 22.1 | 22.2 | 22.7 | 22.7 | 12.7 | 16.4 | 23.9 | 23.9
Heating demand (GWh) | 15.7 | 15.7 | 15.7 | 15.7 | 0 | 0 | 0 | 0 | 0 | 0 | 0 | 0 | 0 | 0 | 0 | 0 | 0 | 0 | 0 | 0 | 0 | 0 | 0 | 0 | 16.1 | 16.1 | 16.1 | 16.1 | 16.1 | 16.1 | 16.2 | 16.2 | 16.2 | 16.2 | 16.2 | 16.2 | 16.9 | 16.9 | 16.9 | 16.9 | 16.9 | 16.9 | 18.7 | 18.7 | 18.7 | 18.7 | 18.7 | 18.7 | 16.1 | 16.1 | 16.1 | 16.1 | 16.1 | 16.1 | 16.2 | 16.2 | 16.2 | 16.2 | 16.2 | 16.2 | 16.9 | 16.9 | 16.9 | 16.9 | 16.9 | 16.9 | 18.7 | 18.7 | 18.7 | 18.7 | 18.7 | 18.7 | 16.1 | 16.1 | 16.1 | 16.1 | 16.1 | 16.1 | 16.2 | 16.2 | 16.2 | 16.2 | 16.2 | 16.2 | 16.9 | 16.9 | 16.9 | 16.9 | 16.9 | 16.9 | 18.7 | 18.7 | 18.7 | 18.7 | 18.7 | 18.7
Electricity demand (GWh) | 9.7 | 6.8 | 9.7 | 9.7 | 0 | 0 | 0 | 0 | 0 | 0 | 0 | 0 | 0 | 0 | 0 | 0 | 0 | 0 | 0 | 0 | 0 | 0 | 0 | 0 | 7.7 | 7.7 | 14.2 | 10.7 | 11.1 | 11.1 | 7.7 | 7.7 | 14.2 | 10.7 | 11.1 | 11.1 | 7.7 | 7.7 | 14.5 | 10.8 | 11.1 | 11.1 | 7.7 | 7.7 | 15.2 | 11.3 | 11.1 | 11.1 | 7.7 | 7.7 | 14.2 | 10.7 | 11.1 | 11.1 | 7.7 | 7.7 | 14.2 | 10.7 | 11.1 | 11.1 | 7.7 | 7.7 | 14.5 | 10.8 | 11.1 | 11.1 | 7.7 | 7.7 | 15.2 | 11.3 | 11.1 | 11.1 | 7.7 | 7.7 | 14.2 | 10.7 | 11.1 | 11.1 | 7.7 | 7.7 | 14.2 | 10.7 | 11.1 | 11.1 | 7.7 | 7.7 | 14.5 | 10.8 | 11.1 | 11.1 | 7.7 | 7.7 | 15.2 | 11.3 | 11.1 | 11.1
Energy per Household
Primary energy demand (kWh) | 10805 | 14920 | 10867 | 10875 | 9256 | 7034 | 6339 | 6339 | 6339 | 6339 | 9256 | 7034 | 6339 | 6339 | 6339 | 6339 | 9256 | 7034 | 6339 | 6339 | 6339 | 6339 | 9256 | 7034 | 12276 | 12239 | 7058 | 9116 | 15830 | 13589 | 12288 | 12317 | 7116 | 9165 | 15873 | 13650 | 12716 | 12690 | 7259 | 9350 | 16280 | 14064 | 13729 | 13730 | 7647 | 9930 | 17383 | 15162 | 12244 | 12194 | 7052 | 9129 | 15815 | 13633 | 12292 | 12294 | 7104 | 9147 | 15861 | 13637 | 12700 | 12701 | 7253 | 9367 | 16258 | 14045 | 13752 | 13759 | 7690 | 9932 | 17419 | 15178 | 12239 | 12255 | 7048 | 9087 | 15801 | 13585 | 12277 | 12323 | 7083 | 9156 | 15853 | 13657 | 12738 | 12682 | 7308 | 9366 | 16298 | 14123 | 13752 | 13721 | 7691 | 9937 | 17382 | 15166
Final energy demand (kWh) | 10805 | 14920 | 10867 | 10875 | 6339 | 6339 | 6339 | 6339 | 6339 | 6339 | 6339 | 6339 | 6339 | 6339 | 6339 | 6339 | 6339 | 6339 | 6339 | 6339 | 6339 | 6339 | 6339 | 6339 | 12276 | 12239 | 7058 | 9116 | 12913 | 12895 | 12288 | 12317 | 7116 | 9165 | 12957 | 12955 | 12716 | 12690 | 7259 | 9350 | 13363 | 13369 | 13729 | 13730 | 7647 | 9930 | 14466 | 14468 | 12244 | 12194 | 7052 | 9129 | 12898 | 12938 | 12292 | 12294 | 7104 | 9147 | 12945 | 12943 | 12700 | 12701 | 7253 | 9367 | 13342 | 13351 | 13752 | 13759 | 7690 | 9932 | 14503 | 14484 | 12239 | 12255 | 7048 | 9087 | 12884 | 12891 | 12277 | 12323 | 7083 | 9156 | 12936 | 12963 | 12738 | 12682 | 7308 | 9366 | 13381 | 13428 | 13752 | 13721 | 7691 | 9937 | 14465 | 14471
Heating demand (kWh) | 7941 | 7942 | 7942 | 7943 | 0 | 0 | 0 | 0 | 0 | 0 | 0 | 0 | 0 | 0 | 0 | 0 | 0 | 0 | 0 | 0 | 0 | 0 | 0 | 0 | 9749 | 9750 | 9751 | 9750 | 9749 | 9749 | 9812 | 9812 | 9812 | 9814 | 9812 | 9811 | 10227 | 10225 | 10225 | 10227 | 10225 | 10225 | 11326 | 11323 | 11326 | 11325 | 11323 | 11326 | 9749 | 9749 | 9750 | 9749 | 9750 | 9750 | 9813 | 9812 | 9813 | 9814 | 9812 | 9813 | 10226 | 10226 | 10226 | 10225 | 10226 | 10225 | 11324 | 11323 | 11324 | 11325 | 11325 | 11324 | 9749 | 9749 | 9750 | 9750 | 9749 | 9750 | 9812 | 9810 | 9813 | 9812 | 9813 | 9811 | 10226 | 10226 | 10227 | 10224 | 10225 | 10226 | 11324 | 11324 | 11324 | 11325 | 11324 | 11324
Electricity demand (kWh) | 4909 | 3454 | 4893 | 4900 | 0 | 0 | 0 | 0 | 0 | 0 | 0 | 0 | 0 | 0 | 0 | 0 | 0 | 0 | 0 | 0 | 0 | 0 | 0 | 0 | 4646 | 4647 | 8577 | 6459 | 6700 | 6703 | 4647 | 4648 | 8598 | 6473 | 6705 | 6704 | 4646 | 4648 | 8756 | 6570 | 6704 | 6703 | 4647 | 4645 | 9178 | 6829 | 6704 | 6705 | 4646 | 4647 | 8577 | 6457 | 6702 | 6702 | 4647 | 4649 | 8597 | 6473 | 6704 | 6700 | 4647 | 4648 | 8757 | 6570 | 6703 | 6703 | 4646 | 4648 | 9179 | 6827 | 6704 | 6705 | 4643 | 4645 | 8576 | 6457 | 6703 | 6705 | 4648 | 4646 | 8599 | 6471 | 6703 | 6704 | 4646 | 4644 | 8759 | 6567 | 6704 | 6704 | 4648 | 4646 | 9179 | 6827 | 6703 | 6701
| Natural gas | Green gas | Electric heat pump | Hybrid heat pump | LT district heating | MT district heating | A
Natural gas | 0 | 0 | 0 | 0 | 0 |  | B
Green gas | 0 | 0 | 0 | 0 | 0 |  | C
Electric heat pump | 0 | 0 | 0 | 0 | 0 |  | D
Hybrid heat pump | 0 | 0 | 0 | 0 | 0 |  | current
LT district heating | 0 | 0 | 0 | 0 | 0
MT district heating | 0 | 0 | 0 | #REF! | #REF!
Total annual costs per household | 10% | 25% | 50% | 75% | 100%
Natural gas | 0 | 0 | 0 | 0 | 0
Green gas | 0 | 0 | 0 | 0 | 0
Electric heat pump | 0 | 0 | 0 | 0 | 0
Hybrid heat pump | 0 | 0 | 0 | 0 | 0
Low-temperature district heating | 0 | 0 | 0 | 0 | 0
Medium-temperature district heating | 0 | 0 | 0 | #REF! | #REF!
Overloaded transformers (#) | 10% | 25% | 50% | 75% | 100%
Natural gas | 0 | 0 | 0 | 0 | 0
Green gas | 0 | 0 | 0 | 0 | 0
Electric heat pump | 0 | 0 | 0 | 0 | 0
Hybrid heat pump | 0 | 0 | 0 | 0 | 0
Low-temperature district heating | 0 | 0 | 0 | 0 | 0
Medium-temperature district heating | 0 | 0 | 0 | #REF! | #REF!
Overloaded transformers (total hours) | 10% | 25% | 50% | 75% | 100%
Natural gas | 0 | 0 | 0 | 0 | 0
Green gas | 0 | 0 | 0 | 0 | 0
Electric heat pump | 0 | 0 | 0 | 0 | 0
Hybrid heat pump | 0 | 0 | 0 | 0 | 0
Low-temperature district heating | 0 | 0 | 0 | 0 | 0
Medium-temperature district heating | 0 | 0 | 0 | #REF! | #REF!
Renewable energy (%)
Natural gas | 0 | 0 | 0 | 0 | 0
Green gas | 0 | 0 | 0 | 0 | 0
Electric heat pump | 0 | 0 | 0 | 0 | 0
Hybrid heat pump | 0 | 0 | 0 | 0 | 0
Low-temperature district heating | 0 | 0 | 0 | 0 | 0
Medium-temperature district heating | 0 | 0 | 0 | #REF! | #REF!
Self consumption (%) | 10% | 25% | 50% | 75% | 100%
Natural gas | 0 | 0 | 0 | 0 | 0
Green gas | 0 | 0 | 0 | 0 | 0
Electric heat pump | 0 | 0 | 0 | 0 | 0
Hybrid heat pump | 0 | 0 | 0 | 0 | 0
Low-temperature district heating | 0 | 0 | 0 | 0 | 0
Medium-temperature district heating | 0 | 0 | 0 | #REF! | #REF!
CO2-emissions (kton) | 10% | 25% | 50% | 75% | 100%
Natural gas | 0 | 0 | 0 | 0 | 0
Green gas | 0 | 0 | 0 | 0 | 0
Electric heat pump | 0 | 0 | 0 | 0 | 0
Hybrid heat pump | 0 | 0 | 0 | 0 | 0
Low-temperature district heating | 0 | 0 | 0 | 0 | 0
Medium-temperature district heating | 0 | 0 | 0 | #REF! | #REF!
Avoided CO2-emissions (kton) | 10% | 25% | 50% | 75% | 100%
Natural gas | 0 | 0 | 0 | 0 | 0
Green gas | 0 | 0 | 0 | 0 | 0
Electric heat pump | 0 | 0 | 0 | 0 | 0
Hybrid heat pump | 0 | 0 | 0 | 0 | 0
Low-temperature district heating | 0 | 0 | 0 | 0 | 0
Medium-temperature district heating | 0 | 0 | 0 | #REF! | #REF!
Costs per avoided emissions (k€/ton) | 10% | 25% | 50% | 75% | 100%
Natural gas | 0 | 0 | 0 | 0 | 0
Green gas | 0 | 0 | 0 | 0 | 0
Electric heat pump | 0 | 0 | 0 | 0 | 0
Hybrid heat pump | 0 | 0 | 0 | 0 | 0
Low-temperature district heating | 0 | 0 | 0 | 0 | 0
Medium-temperature district heating | 0 | 0 | 0 | 0 | 0
Costs per avoided trafo upgrade (k€/trafo) | 10% | 25% | 50% | 75% | 100%
Natural gas | 0 | 0 | 0 | 0 | 0
Green gas | 0 | 0 | 0 | 0 | 0
Electric heat pump | 0 | 0 | 0 | 0 | 0
Hybrid heat pump | 0 | 0 | 0 | 0 | 0
Low-temperature district heating | 0 | 0 | 0 | 0 | 0
Medium-temperature district heating | 0 | 0 | 0 | 0 | 0
Total annual costs (mil. €) | 10% |  |  | 25% |  |  | 50% |  |  | 75% |  |  | 100%
| s1 | s2 | s3 | s1 | s2 | s3 | s1 | s2 | s3 | s1 | s2 | s3 | s1 | s2 | s3 |  |  | s1 | s2 | s3
Natural gas | 0 | #REF! | #REF! | 0 | #REF! | #REF! | 0 | #REF! | #REF! | 0 | #REF! | #REF! | 0 | #REF! | #REF! |  | 10% | 3.02 | 2.98 | 3.02
Green gas | 0 | #REF! | #REF! | 0 | #REF! | #REF! | 0 | #REF! | #REF! | 0 | #REF! | #REF! | 0 | #REF! | #REF! |  | 25% | 3.02 | 2.93 | 3.07
Electric heat pump | 0 | #REF! | #REF! | 0 | #REF! | #REF! | 0 | #REF! | #REF! | 0 | #REF! | #REF! | 0 | #REF! | #REF! |  | 50% | 3.02 | 2.83 | 3.14
Hybrid heat pump | 0 | #REF! | #REF! | 0 | #REF! | #REF! | 0 | #REF! | #REF! | 0 | #REF! | #REF! | 0 | #REF! | #REF! |  | 75% | 3.02 | 2.74 | 3.27
Low-temperature district heating | 0 | #REF! | #REF! | 0 | #REF! | #REF! | 0 | #REF! | #REF! | 0 | #REF! | #REF! | 0 | #REF! | #REF! |  | 100% | 3.02 | 2.65 | 3.4
Medium-temperature district heating | 0 | #REF! | #REF! | 0 | #REF! | #REF! | 0 | #REF! | #REF! | #REF! | #REF! | #REF! | 0 | #REF! | #REF!
Total annual costs per household | 10% s1: 10%; 25% s1: 25%; 50% s1: 50%; 75% s1: 75%; 100% s1: 100%
| s1 | s2 | s3 | s1 | s2 | s3 | s1 | s2 | s3 | s1 | s2 | s3 | s1 | s2 | s3
Natural gas | 0 | #REF! | #REF! | 0 | #REF! | #REF! | 0 | #REF! | #REF! | 0 | #REF! | #REF! | 0 | #REF! | #REF!
Green gas | 0 | #REF! | #REF! | 0 | #REF! | #REF! | 0 | #REF! | #REF! | 0 | #REF! | #REF! | 0 | #REF! | #REF!
Electric heat pump | 0 | #REF! | #REF! | 0 | #REF! | #REF! | 0 | #REF! | #REF! | 0 | #REF! | #REF! | 0 | #REF! | #REF!
Hybrid heat pump | 0 | #REF! | #REF! | 0 | #REF! | #REF! | 0 | #REF! | #REF! | 0 | #REF! | #REF! | 0 | #REF! | #REF!
Low-temperature district heating | 0 | #REF! | #REF! | 0 | #REF! | #REF! | 0 | #REF! | #REF! | 0 | #REF! | #REF! | 0 | #REF! | #REF!
Medium-temperature district heating | 0 | #REF! | #REF! | 0 | #REF! | #REF! | 0 | #REF! | #REF! | #REF! | #REF! | #REF! | 0 | #REF! | #REF!
Overloaded transformers (#) | 10% s1: 10%; 25% s1: 25%; 50% s1: 50%; 75% s1: 75%; 100% s1: 100%
| s1 | s2 | s3 | s1 | s2 | s3 | s1 | s2 | s3 | s1 | s2 | s3 | s1 | s2 | s3
Natural gas | 0 | #REF! | #REF! | 0 | #REF! | #REF! | 0 | #REF! | #REF! | 0 | #REF! | #REF! | 0 | #REF! | #REF!
Green gas | 0 | #REF! | #REF! | 0 | #REF! | #REF! | 0 | #REF! | #REF! | 0 | #REF! | #REF! | 0 | #REF! | #REF!
Electric heat pump | 0 | #REF! | #REF! | 0 | #REF! | #REF! | 0 | #REF! | #REF! | 0 | #REF! | #REF! | 0 | #REF! | #REF!
Hybrid heat pump | 0 | #REF! | #REF! | 0 | #REF! | #REF! | 0 | #REF! | #REF! | 0 | #REF! | #REF! | 0 | #REF! | #REF!
Low-temperature district heating | 0 | #REF! | #REF! | 0 | #REF! | #REF! | 0 | #REF! | #REF! | 0 | #REF! | #REF! | 0 | #REF! | #REF!
Medium-temperature district heating | 0 | #REF! | #REF! | 0 | #REF! | #REF! | 0 | #REF! | #REF! | #REF! | #REF! | #REF! | 0 | #REF! | #REF!
Overloaded transformers (total hours) | 10% s1: 10%; 25% s1: 25%; 50% s1: 50%; 75% s1: 75%; 100% s1: 100%
| s1 | s2 | s3 | s1 | s2 | s3 | s1 | s2 | s3 | s1 | s2 | s3 | s1 | s2 | s3
Natural gas | 0 | #REF! | #REF! | 0 | #REF! | #REF! | 0 | #REF! | #REF! | 0 | #REF! | #REF! | 0 | #REF! | #REF!
Green gas | 0 | #REF! | #REF! | 0 | #REF! | #REF! | 0 | #REF! | #REF! | 0 | #REF! | #REF! | 0 | #REF! | #REF!
Electric heat pump | 0 | #REF! | #REF! | 0 | #REF! | #REF! | 0 | #REF! | #REF! | 0 | #REF! | #REF! | 0 | #REF! | #REF!
Hybrid heat pump | 0 | #REF! | #REF! | 0 | #REF! | #REF! | 0 | #REF! | #REF! | 0 | #REF! | #REF! | 0 | #REF! | #REF!
Low-temperature district heating | 0 | #REF! | #REF! | 0 | #REF! | #REF! | 0 | #REF! | #REF! | 0 | #REF! | #REF! | 0 | #REF! | #REF!
Medium-temperature district heating | 0 | #REF! | #REF! | 0 | #REF! | #REF! | 0 | #REF! | #REF! | #REF! | #REF! | #REF! | 0 | #REF! | #REF!
Renewable energy (%) | 10% s1: 10%; 25% s1: 25%; 50% s1: 50%; 75% s1: 75%; 100% s1: 100%
| s1 | s2 | s3 | s1 | s2 | s3 | s1 | s2 | s3 | s1 | s2 | s3 | s1 | s2 | s3
Natural gas | 0 | #REF! | #REF! | 0 | #REF! | #REF! | 0 | #REF! | #REF! | 0 | #REF! | #REF! | 0 | #REF! | #REF!
Green gas | 0 | #REF! | #REF! | 0 | #REF! | #REF! | 0 | #REF! | #REF! | 0 | #REF! | #REF! | 0 | #REF! | #REF!
Electric heat pump | 0 | #REF! | #REF! | 0 | #REF! | #REF! | 0 | #REF! | #REF! | 0 | #REF! | #REF! | 0 | #REF! | #REF!
Hybrid heat pump | 0 | #REF! | #REF! | 0 | #REF! | #REF! | 0 | #REF! | #REF! | 0 | #REF! | #REF! | 0 | #REF! | #REF!
Low-temperature district heating | 0 | #REF! | #REF! | 0 | #REF! | #REF! | 0 | #REF! | #REF! | 0 | #REF! | #REF! | 0 | #REF! | #REF!
Medium-temperature district heating | 0 | #REF! | #REF! | 0 | #REF! | #REF! | 0 | #REF! | #REF! | #REF! | #REF! | #REF! | 0 | #REF! | #REF!
Self consumption (%) | 10% s1: 10%; 25% s1: 25%; 50% s1: 50%; 75% s1: 75%; 100% s1: 100%
| s1 | s2 | s3 | s1 | s2 | s3 | s1 | s2 | s3 | s1 | s2 | s3 | s1 | s2 | s3
Natural gas | 0 | #REF! | #REF! | 0 | #REF! | #REF! | 0 | #REF! | #REF! | 0 | #REF! | #REF! | 0 | #REF! | #REF!
Green gas | 0 | #REF! | #REF! | 0 | #REF! | #REF! | 0 | #REF! | #REF! | 0 | #REF! | #REF! | 0 | #REF! | #REF!
Electric heat pump | 0 | #REF! | #REF! | 0 | #REF! | #REF! | 0 | #REF! | #REF! | 0 | #REF! | #REF! | 0 | #REF! | #REF!
Hybrid heat pump | 0 | #REF! | #REF! | 0 | #REF! | #REF! | 0 | #REF! | #REF! | 0 | #REF! | #REF! | 0 | #REF! | #REF!
Low-temperature district heating | 0 | #REF! | #REF! | 0 | #REF! | #REF! | 0 | #REF! | #REF! | 0 | #REF! | #REF! | 0 | #REF! | #REF!
Medium-temperature district heating | 0 | #REF! | #REF! | 0 | #REF! | #REF! | 0 | #REF! | #REF! | #REF! | #REF! | #REF! | 0 | #REF! | #REF!
CO2-emissions (kton) | 10% s1: 10%; 25% s1: 25%; 50% s1: 50%; 75% s1: 75%; 100% s1: 100%
| s1 | s2 | s3 | s1 | s2 | s3 | s1 | s2 | s3 | s1 | s2 | s3 | s1 | s2 | s3
Natural gas | 0 | #REF! | #REF! | 0 | #REF! | #REF! | 0 | #REF! | #REF! | 0 | #REF! | #REF! | 0 | #REF! | #REF!
Green gas | 0 | #REF! | #REF! | 0 | #REF! | #REF! | 0 | #REF! | #REF! | 0 | #REF! | #REF! | 0 | #REF! | #REF!
Electric heat pump | 0 | #REF! | #REF! | 0 | #REF! | #REF! | 0 | #REF! | #REF! | 0 | #REF! | #REF! | 0 | #REF! | #REF!
Hybrid heat pump | 0 | #REF! | #REF! | 0 | #REF! | #REF! | 0 | #REF! | #REF! | 0 | #REF! | #REF! | 0 | #REF! | #REF!
Low-temperature district heating | 0 | #REF! | #REF! | 0 | #REF! | #REF! | 0 | #REF! | #REF! | 0 | #REF! | #REF! | 0 | #REF! | #REF!
Medium-temperature district heating | 0 | #REF! | #REF! | 0 | #REF! | #REF! | 0 | #REF! | #REF! | #REF! | #REF! | #REF! | 0 | #REF! | #REF!
Avoided CO2-emissions (kton) | 10% s1: 10%; 25% s1: 25%; 50% s1: 50%; 75% s1: 75%; 100% s1: 100%
| s1 | s2 | s3 | s1 | s2 | s3 | s1 | s2 | s3 | s1 | s2 | s3 | s1 | s2 | s3
Natural gas | 0 | #REF! | #REF! | 0 | #REF! | #REF! | 0 | #REF! | #REF! | 0 | #REF! | #REF! | 0 | #REF! | #REF!
Green gas | 0 | #REF! | #REF! | 0 | #REF! | #REF! | 0 | #REF! | #REF! | 0 | #REF! | #REF! | 0 | #REF! | #REF!
Electric heat pump | 0 | #REF! | #REF! | 0 | #REF! | #REF! | 0 | #REF! | #REF! | 0 | #REF! | #REF! | 0 | #REF! | #REF!
Hybrid heat pump | 0 | #REF! | #REF! | 0 | #REF! | #REF! | 0 | #REF! | #REF! | 0 | #REF! | #REF! | 0 | #REF! | #REF!
Low-temperature district heating | 0 | #REF! | #REF! | 0 | #REF! | #REF! | 0 | #REF! | #REF! | 0 | #REF! | #REF! | 0 | #REF! | #REF!
Medium-temperature district heating | 0 | #REF! | #REF! | 0 | #REF! | #REF! | 0 | #REF! | #REF! | #REF! | #REF! | #REF! | 0 | #REF! | #REF!
Costs per avoided emissions (k€/ton) | 10% s1: 10%; 25% s1: 25%; 50% s1: 50%; 75% s1: 75%; 100% s1: 100%
| s1 | s2 | s3 | s1 | s2 | s3 | s1 | s2 | s3 | s1 | s2 | s3 | s1 | s2 | s3
Natural gas | 0 | #REF! | #REF! | 0 | #REF! | #REF! | 0 | #REF! | #REF! | 0 | #REF! | #REF! | 0 | #REF! | #REF!
Green gas | 0 | #REF! | #REF! | 0 | #REF! | #REF! | 0 | #REF! | #REF! | 0 | #REF! | #REF! | 0 | #REF! | #REF!
Electric heat pump | 0 | #REF! | #REF! | 0 | #REF! | #REF! | 0 | #REF! | #REF! | 0 | #REF! | #REF! | 0 | #REF! | #REF!
Hybrid heat pump | 0 | #REF! | #REF! | 0 | #REF! | #REF! | 0 | #REF! | #REF! | 0 | #REF! | #REF! | 0 | #REF! | #REF!
Low-temperature district heating | 0 | #REF! | #REF! | 0 | #REF! | #REF! | 0 | #REF! | #REF! | 0 | #REF! | #REF! | 0 | #REF! | #REF!
Medium-temperature district heating | 0 | #REF! | #REF! | 0 | #REF! | #REF! | 0 | #REF! | #REF! | 0 | #REF! | #REF! | 0 | #REF! | #REF!
Costs per avoided trafo upgrade (k€/trafo) | 10% s1: 0.1; 25% s1: 0.25; 50% s1: 0.5; 75% s1: 0.75; 100% s1: 1
| s1 | s2 | s3 | s1 | s2 | s3 | s1 | s2 | s3 | s1 | s2 | s3 | s1 | s2 | s3
Natural gas | 0 | #REF! | #REF! | 0 | #REF! | #REF! | 0 | #REF! | #REF! | 0 | #REF! | #REF! | 0 | #REF! | #REF!
Green gas | 0 | #REF! | #REF! | 0 | #REF! | #REF! | 0 | #REF! | #REF! | 0 | #REF! | #REF! | 0 | #REF! | #REF!
Electric heat pump | 0 | #REF! | #REF! | 0 | #REF! | #REF! | 0 | #REF! | #REF! | 0 | #REF! | #REF! | 0 | #REF! | #REF!
Hybrid heat pump | 0 | #REF! | #REF! | 0 | #REF! | #REF! | 0 | #REF! | #REF! | 0 | #REF! | #REF! | 0 | #REF! | #REF!
Low-temperature district heating | 0 | #REF! | #REF! | 0 | #REF! | #REF! | 0 | #REF! | #REF! | 0 | #REF! | #REF! | 0 | #REF! | #REF!
Medium-temperature district heating | 0 | #REF! | #REF! | 0 | #REF! | #REF! | 0 | #REF! | #REF! | 0 | #REF! | #REF! | 0 | #REF! | #REF!

## r1. 2030 final system
Title | 1 | 2 | 3 | 4 | 5 | 6 | 7 | 8 | 9 | 10 | 11 | 12 | 13 | 14 | 15 | 16 | 17 | 18 | 19 | 20 | 21 | 22 | 23 | 24
Run
Settings
Heat demand
Isolatie label
Heat supply
Natural gas boiler
Green gas boiler
Electric heat pump
Hybrid heat pump
District heating
District heating temperature
Electricity supply
Rooftop solar PV
Electricity demand
Electric cooking
Electric vehicle
Home battery
Cost settings
Simulation year
Demand management
Charging type
Net metering
Boiler heating strategy
Results
Societal costs
Total annual costs
Heating system annual costs
Electricity system annual costs
Insulation annual costs
Costs per household
Total annual costs
Heating system annual costs
Electricity system annual costs
Insulation annual costs
Costs LCOE
Total
Heating
Electricity
Insulation
Infrastructure
Overloaded transformers (#)
Overloaded transformers (total hours)
Overloaded transformers (%)
Overloaded transformers (hours per trafo)
Energy total
Renewable energy (%)
Self consumption (%)
CO2-emissions (kton)
Primary energy demand (GWh)
Final energy demand (GWh)
Heating demand (GWh)
Electricity demand (GWh)
Energy per Household
Primary energy demand (kWh)
Final energy demand (kWh)
Heating demand (kWh)
Electricity demand (kWh)
| Natural gas | Green gas | Electric heat pump | Hybrid heat pump | MT district heating | LT district heating
A | 0 | 0 | 0 | 0 | 0 | 0
B | 0 | 0 | 0 | 0 | 0 | 0
C | 0 | 0 | 0 | 0 | 0 | 0
current | 0 | 0 | 0 | 0 | 0 | 0
| Natural gas | Green gas | Electric heat pump | Hybrid heat pump | MT district heating | LT district heating
A | 0 | 0 | 0 | 0 | 0 | 0
B | 0 | 0 | 0 | 0 | 0 | 0
C | 0 | 0 | 0 | 0 | 0 | 0
current | 0 | 0 | 0 | 0 | 0 | 0
| Natural gas | Green gas | Electric heat pump | Hybrid heat pump | MT district heating | LT district heating
A | 0 | 0 | 0 | 0 | 0 | 0
B | 0 | 0 | 0 | 0 | 0 | 0
C | 0 | 0 | 0 | 0 | 0 | 0
current | 0 | 0 | 0 | 0 | 0 | 0
| Natural gas | Green gas | Electric heat pump | Hybrid heat pump | MT district heating | LT district heating
A | 0 | 0 | 0 | 0 | 0 | 0
B | 0 | 0 | 0 | 0 | 0 | 0
C | 0 | 0 | 0 | 0 | 0 | 0
current | 0 | 0 | 0 | 0 | 0 | 0
| Natural gas | Green gas | Electric heat pump | Hybrid heat pump | MT district heating | LT district heating
A | 0 | 0 | 0 | 0 | 0 | 0
B | 0 | 0 | 0 | 0 | 0 | 0
C | 0 | 0 | 0 | 0 | 0 | 0
current | 0 | 0 | 0 | 0 | 0 | 0
Avoided CO2-emissions | Natural gas | Green gas | Electric heat pump | Hybrid heat pump | MT district heating | LT district heating
A | 0 | 0 | 0 | 0 | 0 | 0
B | 0 | 0 | 0 | 0 | 0 | 0
C | 0 | 0 | 0 | 0 | 0 | 0
current | 0 | 0 | 0 | 0 | 0 | 0
| current |  |  | C |  |  | B |  |  | A
Avoided CO2-emissions | costs | grid | CO2 | costs | grid | CO2 | costs | grid | CO2 | costs | grid | CO2
Natural gas | 0 | 0 | 0 | 0 | 0 |  | 0 |  |  | 0
Green gas | 0 | 0 | 0 | 0 | 0 |  | 0 |  |  | 0
Electric heat pump | 0 | 0 | 0 | 0 | 0 |  | 0 |  |  | 0
Hybrid heat pump | 0 | 0 | 0 | 0 | 0 |  | 0 |  |  | 0
MT district heating | 0 | 0 | 0 | 0 | 0 |  | 0 |  |  | 0
MT district heating | 0 | 0 | 0 | 0 | 0 |  | 0 |  |  | 0
| Natural gas | Green gas | Electric heat pump | Hybrid heat pump | MT district heating | LT district heating
Current | 0 | 0 | 0 | 0 | 0 | 0
C | 0 | 0 | 0 | 0 | 0 | 0
B | 0 | 0 | 0 | 0 | 0 | 0
A | 0 | 0 | 0 | 0 | 0 | 0
| Natural gas | Green gas | Electric heat pump | Hybrid heat pump | MT district heating | LT district heating
Current | 0 | 0 | 0 | 0 | 0 | 0
C | 0 | 0 | 0 | 0 | 0 | 0
B | 0 | 0 | 0 | 0 | 0 | 0
A | 0 | 0 | 0 | 0 | 0 | 0
| Natural gas | Green gas | Electric heat pump | Hybrid heat pump | MT district heating | LT district heating |  |  |  |  | 16
Current | 0 | 0 | 0 | 0 | 0 | 0 |  |  |  |  | 200
C | 0 | 0 | 0 | 0 | 0 | 0 |  |  |  |  | 12.5
B | 0 | 0 | 0 | 0 | 0 | 0
A | 0 | 0 | 0 | 0 | 0 | 0
Emissions | Natural gas | Green gas | Electric heat pump | Hybrid heat pump | MT district heating | LT district heating
Current | 0 | 0 | 0 | 0 | 0 | 0
C | 0 | 0 | 0 | 0 | 0 | 0
B | 0 | 0 | 0 | 0 | 0 | 0
A | 0 | 0 | 0 | 0 | 0 | 0
€/ton | Natural gas | Green gas | Electric heat pump | Hybrid heat pump | MT district heating | LT district heating
Current | 0 | 0 | 0 | 0 | 0 | 0
C | 0 | 0 | 0 | 0 | 0 | 0
B | 0 | 0 | 0 | 0 | 0 | 0
A | 0 | 0 | 0 | 0 | 0 | 0
| Natural gas | Green gas | Electric heat pump | Hybrid heat pump | MT district heating | LT district heating
Current | 0 | 0 | 0 | 0 | 0 | 0
C | 0 | 0 | 0 | 0 | 0 | 0
B | 0 | 0 | 0 | 0 | 0 | 0
A | 0 | 0 | 0 | 0 | 0 | 0
| Natural gas |  |  | Green gas |  |  | Electric heat pump |  |  | Hybrid heat pump |  |  | MT district heating |  |  | LT district heating
| costs | grid | CO2 | costs | grid | CO2 | costs | grid | CO2 | costs | grid | CO2 | costs | grid | CO2 | costs | grid | CO2
Current | 0 | 0 | 0 | 0 | 0 | 0 | 0 | 0 | 0 | 0 | 0 | 0 | 0 | 0 | 0 | 0 | 0 | 0
C | 0 | 0 | 0 | 0 | 0 | 0 | 0 | 0 | 0 | 0 | 0 | 0 | 0 | 0 | 0 | 0 | 0 | 0
B | 0 | 0 | 0 | 0 | 0 | 0 | 0 | 0 | 0 | 0 | 0 | 0 | 0 | 0 | 0 | 0 | 0 | 0
A | 0 | 0 | 0 | 0 | 0 | 0 | 0 | 0 | 0 | 0 | 0 | 0 | 0 | 0 | 0 | 0 | 0 | 0

## r2.1 Interaction PV
Title | 25 | 26 | 27 | 28 | 29 | 30 | 31 | 32 | 33 | 34 | 35 | 36 | 37 | 38 | 39 | 40 | 41 | 42 | 43 | 44 | 45 | 46 | 47 | 48
Run
Settings
Heat demand
Isolatie label
Heat supply
Natural gas boiler
Green gas boiler
Electric heat pump
Hybrid heat pump
District heating
District heating temperature
Electricity supply
Rooftop solar PV
Electricity demand
Electric cooking
Electric vehicle
Home battery
Cost settings
Simulation year
Demand management
Charging type
Net metering
Boiler heating strategy
Results
Societal costs
Total annual costs
Heating system annual costs
Electricity system annual costs
Insulation annual costs
Costs per household
Total annual costs
Heating system annual costs
Electricity system annual costs
Insulation annual costs
Costs LCOE
Total
Heating
Electricity
Insulation
Infrastructure
Overloaded transformers (#)
Overloaded transformers (total hours)
Overloaded transformers (%)
Overloaded transformers (hours per trafo)
Energy total
Renewable energy (%)
Self consumption (%)
CO2-emissions (kton)
Primary energy demand (GWh)
Final energy demand (GWh)
Heating demand (GWh)
Electricity demand (GWh)
Energy per Household
Primary energy demand (kWh)
Final energy demand (kWh)
Heating demand (kWh)
Electricity demand (kWh)
| Natural gas | Green gas | Electric heat pump | Hybrid heat pump | MT district heating | LT district heating
A | 0 | 0 | 0 | 0 | 0 | 0
B | 0 | 0 | 0 | 0 | 0 | 0
C | 0 | 0 | 0 | 0 | 0 | 0
current | 0 | 0 | 0 | 0 | 0 | 0
| Natural gas | Green gas | Electric heat pump | Hybrid heat pump | MT district heating | LT district heating
A | 0 | 0 | 0 | 0 | 0 | 0
B | 0 | 0 | 0 | 0 | 0 | 0
C | 0 | 0 | 0 | 0 | 0 | 0
current | 0 | 0 | 0 | 0 | 0 | 0
| Natural gas | Green gas | Electric heat pump | Hybrid heat pump | MT district heating | LT district heating
A | 0 | 0 | 0 | 0 | 0 | 0
B | 0 | 0 | 0 | 0 | 0 | 0
C | 0 | 0 | 0 | 0 | 0 | 0
current | 0 | 0 | 0 | 0 | 0 | 0
| Natural gas | Green gas | Electric heat pump | Hybrid heat pump | MT district heating | LT district heating
A | 0 | 0 | 0 | 0 | 0 | 0
B | 0 | 0 | 0 | 0 | 0 | 0
C | 0 | 0 | 0 | 0 | 0 | 0
current | 0 | 0 | 0 | 0 | 0 | 0
| Natural gas | Green gas | Electric heat pump | Hybrid heat pump | MT district heating | LT district heating
A | 0 | 0 | 0 | 0 | 0 | 0
B | 0 | 0 | 0 | 0 | 0 | 0
C | 0 | 0 | 0 | 0 | 0 | 0
current | 0 | 0 | 0 | 0 | 0 | 0
Avoided CO2-emissions | Natural gas | Green gas | Electric heat pump | Hybrid heat pump | MT district heating | LT district heating
A | 0 | 0 | 0 | 0 | 0 | 0
B | 0 | 0 | 0 | 0 | 0 | 0
C | 0 | 0 | 0 | 0 | 0 | 0
current | 0 | 0 | 0 | 0 | 0 | 0
| current |  |  | C |  |  | B |  |  | A
Avoided CO2-emissions | costs | grid | CO2 | costs | grid | CO2 | costs | grid | CO2 | costs | grid | CO2
Natural gas | 0 | 0 | 0 | 0 | 0 |  | 0 |  |  | 0
Green gas | 0 | 0 | 0 | 0 | 0 |  | 0 |  |  | 0
Electric heat pump | 0 | 0 | 0 | 0 | 0 |  | 0 |  |  | 0
Hybrid heat pump | 0 | 0 | 0 | 0 | 0 |  | 0 |  |  | 0
MT district heating | 0 | 0 | 0 | 0 | 0 |  | 0 |  |  | 0
MT district heating | 0 | 0 | 0 | 0 | 0 |  | 0 |  |  | 0
| Natural gas | Green gas | Electric heat pump | Hybrid heat pump | MT district heating | LT district heating
Current | 0 | 0 | 0 | 0 | 0 | 0
C | 0 | 0 | 0 | 0 | 0 | 0
B | 0 | 0 | 0 | 0 | 0 | 0
A | 0 | 0 | 0 | 0 | 0 | 0
| Natural gas | Green gas | Electric heat pump | Hybrid heat pump | MT district heating | LT district heating |  |  |  |  | 16
Current | 0 | 0 | 0 | 0 | 0 | 0 |  |  |  |  | 200
C | 0 | 0 | 0 | 0 | 0 | 0 |  |  |  |  | 12.5
B | 0 | 0 | 0 | 0 | 0 | 0
A | 0 | 0 | 0 | 0 | 0 | 0
| Natural gas | Green gas | Electric heat pump | Hybrid heat pump | MT district heating | LT district heating
Current | 0 | 0 | 0 | 0 | 0 | 0
C | 0 | 0 | 0 | 0 | 0 | 0
B | 0 | 0 | 0 | 0 | 0 | 0
A | 0 | 0 | 0 | 0 | 0 | 0
| Natural gas | Green gas | Electric heat pump | Hybrid heat pump | MT district heating | LT district heating
Current | 0 | 0 | 0 | 0 | 0 | 0
C | 0 | 0 | 0 | 0 | 0 | 0
B | 0 | 0 | 0 | 0 | 0 | 0
A | 0 | 0 | 0 | 0 | 0 | 0
| Natural gas | Green gas | Electric heat pump | Hybrid heat pump | MT district heating | LT district heating
Current | 0 | 0 | 0 | 0 | 0 | 0
C | 0 | 0 | 0 | 0 | 0 | 0
B | 0 | 0 | 0 | 0 | 0 | 0
A | 0 | 0 | 0 | 0 | 0 | 0
| Natural gas |  |  | Green gas |  |  | Electric heat pump |  |  | Hybrid heat pump |  |  | MT district heating |  |  | LT district heating
| costs | grid | CO2 | costs | grid | CO2 | costs | grid | CO2 | costs | grid | CO2 | costs | grid | CO2 | costs | grid | CO2
Current | 0 | 0 | 0 | 0 | 0 | 0 | 0 | 0 | 0 | 0 | 0 | 0 | 0 | 0 | 0 | 0 | 0 | 0
C | 0 | 0 | 0 | 0 | 0 | 0 | 0 | 0 | 0 | 0 | 0 | 0 | 0 | 0 | 0 | 0 | 0 | 0
B | 0 | 0 | 0 | 0 | 0 | 0 | 0 | 0 | 0 | 0 | 0 | 0 | 0 | 0 | 0 | 0 | 0 | 0
A | 0 | 0 | 0 | 0 | 0 | 0 | 0 | 0 | 0 | 0 | 0 | 0 | 0 | 0 | 0 | 0 | 0 | 0

## r2.2 Interaction Cooking
Title | 49 | 50 | 51 | 52 | 53 | 54 | 55 | 56 | 57 | 58 | 59 | 60 | 61 | 62 | 63 | 64 | 65 | 66 | 67 | 68 | 69 | 70 | 71 | 72
Run
Settings
Heat demand
Isolatie label
Heat supply
Natural gas boiler
Green gas boiler
Electric heat pump
Hybrid heat pump
District heating
District heating temperature
Electricity supply
Rooftop solar PV
Electricity demand
Electric cooking
Electric vehicle
Home battery
Cost settings
Simulation year
Demand management
Charging type
Net metering
Boiler heating strategy
Results
Societal costs
Total annual costs
Heating system annual costs
Electricity system annual costs
Insulation annual costs
Costs per household
Total annual costs
Heating system annual costs
Electricity system annual costs
Insulation annual costs
Costs LCOE
Total
Heating
Electricity
Insulation
Infrastructure
Overloaded transformers (#)
Overloaded transformers (total hours)
Overloaded transformers (%)
Overloaded transformers (hours per trafo)
Energy total
Renewable energy (%)
Self consumption (%)
CO2-emissions (kton)
Primary energy demand (GWh)
Final energy demand (GWh)
Heating demand (GWh)
Electricity demand (GWh)
Energy per Household
Primary energy demand (kWh)
Final energy demand (kWh)
Heating demand (kWh)
Electricity demand (kWh)
| Natural gas | Green gas | Electric heat pump | Hybrid heat pump | MT district heating | LT district heating
A | 0 | 0 | 0 | 0 | 0 | 0
B | 0 | 0 | 0 | 0 | 0 | 0
C | 0 | 0 | 0 | 0 | 0 | 0
current | 0 | 0 | 0 | 0 | 0 | 0
| Natural gas | Green gas | Electric heat pump | Hybrid heat pump | MT district heating | LT district heating
A | 0 | 0 | 0 | 0 | 0 | 0
B | 0 | 0 | 0 | 0 | 0 | 0
C | 0 | 0 | 0 | 0 | 0 | 0
current | 0 | 0 | 0 | 0 | 0 | 0
| Natural gas | Green gas | Electric heat pump | Hybrid heat pump | MT district heating | LT district heating
A | 0 | 0 | 0 | 0 | 0 | 0
B | 0 | 0 | 0 | 0 | 0 | 0
C | 0 | 0 | 0 | 0 | 0 | 0
current | 0 | 0 | 0 | 0 | 0 | 0
| Natural gas | Green gas | Electric heat pump | Hybrid heat pump | MT district heating | LT district heating
A | 0 | 0 | 0 | 0 | 0 | 0
B | 0 | 0 | 0 | 0 | 0 | 0
C | 0 | 0 | 0 | 0 | 0 | 0
current | 0 | 0 | 0 | 0 | 0 | 0
| Natural gas | Green gas | Electric heat pump | Hybrid heat pump | MT district heating | LT district heating
A | 0 | 0 | 0 | 0 | 0 | 0
B | 0 | 0 | 0 | 0 | 0 | 0
C | 0 | 0 | 0 | 0 | 0 | 0
current | 0 | 0 | 0 | 0 | 0 | 0
Avoided CO2-emissions | Natural gas | Green gas | Electric heat pump | Hybrid heat pump | MT district heating | LT district heating
A | 0 | 0 | 0 | 0 | 0 | 0
B | 0 | 0 | 0 | 0 | 0 | 0
C | 0 | 0 | 0 | 0 | 0 | 0
current | 0 | 0 | 0 | 0 | 0 | 0
| current |  |  | C |  |  | B |  |  | A
Avoided CO2-emissions | costs | grid | CO2 | costs | grid | CO2 | costs | grid | CO2 | costs | grid | CO2
Natural gas | 0 | 0 | 0 | 0 | 0 |  | 0 |  |  | 0
Green gas | 0 | 0 | 0 | 0 | 0 |  | 0 |  |  | 0
Electric heat pump | 0 | 0 | 0 | 0 | 0 |  | 0 |  |  | 0
Hybrid heat pump | 0 | 0 | 0 | 0 | 0 |  | 0 |  |  | 0
MT district heating | 0 | 0 | 0 | 0 | 0 |  | 0 |  |  | 0
MT district heating | 0 | 0 | 0 | 0 | 0 |  | 0 |  |  | 0
| Natural gas | Green gas | Electric heat pump | Hybrid heat pump | MT district heating | LT district heating
Current | 0 | 0 | 0 | 0 | 0 | 0
C | 0 | 0 | 0 | 0 | 0 | 0
B | 0 | 0 | 0 | 0 | 0 | 0
A | 0 | 0 | 0 | 0 | 0 | 0
| Natural gas | Green gas | Electric heat pump | Hybrid heat pump | MT district heating | LT district heating |  |  |  |  | 16
Current | 0 | 0 | 0 | 0 | 0 | 0 |  |  |  |  | 200
C | 0 | 0 | 0 | 0 | 0 | 0 |  |  |  |  | 12.5
B | 0 | 0 | 0 | 0 | 0 | 0
A | 0 | 0 | 0 | 0 | 0 | 0
| Natural gas | Green gas | Electric heat pump | Hybrid heat pump | MT district heating | LT district heating
Current | 0 | 0 | 0 | 0 | 0 | 0
C | 0 | 0 | 0 | 0 | 0 | 0
B | 0 | 0 | 0 | 0 | 0 | 0
A | 0 | 0 | 0 | 0 | 0 | 0
| Natural gas | Green gas | Electric heat pump | Hybrid heat pump | MT district heating | LT district heating
Current | 0 | 0 | 0 | 0 | 0 | 0
C | 0 | 0 | 0 | 0 | 0 | 0
B | 0 | 0 | 0 | 0 | 0 | 0
A | 0 | 0 | 0 | 0 | 0 | 0
| Natural gas | Green gas | Electric heat pump | Hybrid heat pump | MT district heating | LT district heating
Current | 0 | 0 | 0 | 0 | 0 | 0
C | 0 | 0 | 0 | 0 | 0 | 0
B | 0 | 0 | 0 | 0 | 0 | 0
A | 0 | 0 | 0 | 0 | 0 | 0
| Natural gas |  |  | Green gas |  |  | Electric heat pump |  |  | Hybrid heat pump |  |  | MT district heating |  |  | LT district heating
| costs | grid | CO2 | costs | grid | CO2 | costs | grid | CO2 | costs | grid | CO2 | costs | grid | CO2 | costs | grid | CO2
Current | 0 | 0 | 0 | 0 | 0 | 0 | 0 | 0 | 0 | 0 | 0 | 0 | 0 | 0 | 0 | 0 | 0 | 0
C | 0 | 0 | 0 | 0 | 0 | 0 | 0 | 0 | 0 | 0 | 0 | 0 | 0 | 0 | 0 | 0 | 0 | 0
B | 0 | 0 | 0 | 0 | 0 | 0 | 0 | 0 | 0 | 0 | 0 | 0 | 0 | 0 | 0 | 0 | 0 | 0
A | 0 | 0 | 0 | 0 | 0 | 0 | 0 | 0 | 0 | 0 | 0 | 0 | 0 | 0 | 0 | 0 | 0 | 0

## r2.3 Interaction EV
Title | 73 | 74 | 75 | 76 | 77 | 78 | 79 | 80 | 81 | 82 | 83 | 84 | 85 | 86 | 87 | 88 | 89 | 90 | 91 | 92 | 93 | 94 | 95 | 96
Run
Settings
Heat demand
Isolatie label
Heat supply
Natural gas boiler
Green gas boiler
Electric heat pump
Hybrid heat pump
District heating
District heating temperature
Electricity supply
Rooftop solar PV
Electricity demand
Electric cooking
Electric vehicle
Home battery
Cost settings
Simulation year
Demand management
Charging type
Net metering
Boiler heating strategy
Results
Societal costs
Total annual costs
Heating system annual costs
Electricity system annual costs
Insulation annual costs
Costs per household
Total annual costs
Heating system annual costs
Electricity system annual costs
Insulation annual costs
Costs LCOE
Total
Heating
Electricity
Insulation
Infrastructure
Overloaded transformers (#)
Overloaded transformers (total hours)
Overloaded transformers (%)
Overloaded transformers (hours per trafo)
Energy total
Renewable energy (%)
Self consumption (%)
CO2-emissions (kton)
Primary energy demand (GWh)
Final energy demand (GWh)
Heating demand (GWh)
Electricity demand (GWh)
Energy per Household
Primary energy demand (kWh)
Final energy demand (kWh)
Heating demand (kWh)
Electricity demand (kWh)
| Natural gas | Green gas | Electric heat pump | Hybrid heat pump | MT district heating | LT district heating
A | 0 | 0 | 0 | 0 | 0 | 0
B | 0 | 0 | 0 | 0 | 0 | 0
C | 0 | 0 | 0 | 0 | 0 | 0
current | 0 | 0 | 0 | 0 | 0 | 0
| Natural gas | Green gas | Electric heat pump | Hybrid heat pump | MT district heating | LT district heating
A | 0 | 0 | 0 | 0 | 0 | 0
B | 0 | 0 | 0 | 0 | 0 | 0
C | 0 | 0 | 0 | 0 | 0 | 0
current | 0 | 0 | 0 | 0 | 0 | 0
| Natural gas | Green gas | Electric heat pump | Hybrid heat pump | MT district heating | LT district heating
A | 0 | 0 | 0 | 0 | 0 | 0
B | 0 | 0 | 0 | 0 | 0 | 0
C | 0 | 0 | 0 | 0 | 0 | 0
current | 0 | 0 | 0 | 0 | 0 | 0
| Natural gas | Green gas | Electric heat pump | Hybrid heat pump | MT district heating | LT district heating
A | 0 | 0 | 0 | 0 | 0 | 0
B | 0 | 0 | 0 | 0 | 0 | 0
C | 0 | 0 | 0 | 0 | 0 | 0
current | 0 | 0 | 0 | 0 | 0 | 0
| Natural gas | Green gas | Electric heat pump | Hybrid heat pump | MT district heating | LT district heating
A | 0 | 0 | 0 | 0 | 0 | 0
B | 0 | 0 | 0 | 0 | 0 | 0
C | 0 | 0 | 0 | 0 | 0 | 0
current | 0 | 0 | 0 | 0 | 0 | 0
Avoided CO2-emissions | Natural gas | Green gas | Electric heat pump | Hybrid heat pump | MT district heating | LT district heating
A | 0 | 0 | 0 | 0 | 0 | 0
B | 0 | 0 | 0 | 0 | 0 | 0
C | 0 | 0 | 0 | 0 | 0 | 0
current | 0 | 0 | 0 | 0 | 0 | 0
| current |  |  | C |  |  | B |  |  | A
Avoided CO2-emissions | costs | grid | CO2 | costs | grid | CO2 | costs | grid | CO2 | costs | grid | CO2
Natural gas | 0 | 0 | 0 | 0 | 0 |  | 0 |  |  | 0
Green gas | 0 | 0 | 0 | 0 | 0 |  | 0 |  |  | 0
Electric heat pump | 0 | 0 | 0 | 0 | 0 |  | 0 |  |  | 0
Hybrid heat pump | 0 | 0 | 0 | 0 | 0 |  | 0 |  |  | 0
MT district heating | 0 | 0 | 0 | 0 | 0 |  | 0 |  |  | 0
MT district heating | 0 | 0 | 0 | 0 | 0 |  | 0 |  |  | 0
| Natural gas | Green gas | Electric heat pump | Hybrid heat pump | MT district heating | LT district heating
Current | 0 | 0 | 0 | 0 | 0 | 0
C | 0 | 0 | 0 | 0 | 0 | 0
B | 0 | 0 | 0 | 0 | 0 | 0
A | 0 | 0 | 0 | 0 | 0 | 0
| Natural gas | Green gas | Electric heat pump | Hybrid heat pump | MT district heating | LT district heating |  |  |  |  | 16
Current | 0 | 0 | 0 | 0 | 0 | 0 |  |  |  |  | 200
C | 0 | 0 | 0 | 0 | 0 | 0 |  |  |  |  | 12.5
B | 0 | 0 | 0 | 0 | 0 | 0
A | 0 | 0 | 0 | 0 | 0 | 0
| Natural gas | Green gas | Electric heat pump | Hybrid heat pump | MT district heating | LT district heating
Current | 0 | 0 | 0 | 0 | 0 | 0
C | 0 | 0 | 0 | 0 | 0 | 0
B | 0 | 0 | 0 | 0 | 0 | 0
A | 0 | 0 | 0 | 0 | 0 | 0
| Natural gas | Green gas | Electric heat pump | Hybrid heat pump | MT district heating | LT district heating
Current | 0 | 0 | 0 | 0 | 0 | 0
C | 0 | 0 | 0 | 0 | 0 | 0
B | 0 | 0 | 0 | 0 | 0 | 0
A | 0 | 0 | 0 | 0 | 0 | 0
| Natural gas | Green gas | Electric heat pump | Hybrid heat pump | MT district heating | LT district heating
Current | 0 | 0 | 0 | 0 | 0 | 0
C | 0 | 0 | 0 | 0 | 0 | 0
B | 0 | 0 | 0 | 0 | 0 | 0
A | 0 | 0 | 0 | 0 | 0 | 0
| Natural gas |  |  | Green gas |  |  | Electric heat pump |  |  | Hybrid heat pump |  |  | MT district heating |  |  | LT district heating
| costs | grid | CO2 | costs | grid | CO2 | costs | grid | CO2 | costs | grid | CO2 | costs | grid | CO2 | costs | grid | CO2
Current | 0 | 0 | 0 | 0 | 0 | 0 | 0 | 0 | 0 | 0 | 0 | 0 | 0 | 0 | 0 | 0 | 0 | 0
C | 0 | 0 | 0 | 0 | 0 | 0 | 0 | 0 | 0 | 0 | 0 | 0 | 0 | 0 | 0 | 0 | 0 | 0
B | 0 | 0 | 0 | 0 | 0 | 0 | 0 | 0 | 0 | 0 | 0 | 0 | 0 | 0 | 0 | 0 | 0 | 0
A | 0 | 0 | 0 | 0 | 0 | 0 | 0 | 0 | 0 | 0 | 0 | 0 | 0 | 0 | 0 | 0 | 0 | 0

## r2.4 Interaction all
Title | 97 | 98 | 99 | 100 | 101 | 102 | 103 | 104 | 105 | 106 | 107 | 108 | 109 | 110 | 111 | 112 | 113 | 114 | 115 | 116 | 117 | 118 | 119 | 120
Run
Settings
Heat demand
Isolatie label
Heat supply
Natural gas boiler
Green gas boiler
Electric heat pump
Hybrid heat pump
District heating
District heating temperature
Electricity supply
Rooftop solar PV
Electricity demand
Electric cooking
Electric vehicle
Home battery
Cost settings
Simulation year
Demand management
Charging type
Net metering
Boiler heating strategy
Results
Societal costs
Total annual costs
Heating system annual costs
Electricity system annual costs
Insulation annual costs
Costs per household
Total annual costs
Heating system annual costs
Electricity system annual costs
Insulation annual costs
Costs LCOE
Total
Heating
Electricity
Insulation
Infrastructure
Overloaded transformers (#)
Overloaded transformers (total hours)
Overloaded transformers (%)
Overloaded transformers (hours per trafo)
Energy total
Renewable energy (%)
Self consumption (%)
CO2-emissions (kton)
Primary energy demand (GWh)
Final energy demand (GWh)
Heating demand (GWh)
Electricity demand (GWh)
Energy per Household
Primary energy demand (kWh)
Final energy demand (kWh)
Heating demand (kWh)
Electricity demand (kWh)
| Natural gas | Green gas | Electric heat pump | Hybrid heat pump | MT district heating | LT district heating
A | 0 | 0 | 0 | 0 | 0 | 0
B | 0 | 0 | 0 | 0 | 0 | 0
C | 0 | 0 | 0 | 0 | 0 | 0
current | 0 | 0 | 0 | 0 | 0 | 0
| Natural gas | Green gas | Electric heat pump | Hybrid heat pump | MT district heating | LT district heating
A | 0 | 0 | 0 | 0 | 0 | 0
B | 0 | 0 | 0 | 0 | 0 | 0
C | 0 | 0 | 0 | 0 | 0 | 0
current | 0 | 0 | 0 | 0 | 0 | 0
| Natural gas | Green gas | Electric heat pump | Hybrid heat pump | MT district heating | LT district heating
A | 0 | 0 | 0 | 0 | 0 | 0
B | 0 | 0 | 0 | 0 | 0 | 0
C | 0 | 0 | 0 | 0 | 0 | 0
current | 0 | 0 | 0 | 0 | 0 | 0
| Natural gas | Green gas | Electric heat pump | Hybrid heat pump | MT district heating | LT district heating
A | 0 | 0 | 0 | 0 | 0 | 0
B | 0 | 0 | 0 | 0 | 0 | 0
C | 0 | 0 | 0 | 0 | 0 | 0
current | 0 | 0 | 0 | 0 | 0 | 0
| Natural gas | Green gas | Electric heat pump | Hybrid heat pump | MT district heating | LT district heating
A | 0 | 0 | 0 | 0 | 0 | 0
B | 0 | 0 | 0 | 0 | 0 | 0
C | 0 | 0 | 0 | 0 | 0 | 0
current | 0 | 0 | 0 | 0 | 0 | 0
Avoided CO2-emissions | Natural gas | Green gas | Electric heat pump | Hybrid heat pump | MT district heating | LT district heating
A | 0 | 0 | 0 | 0 | 0 | 0
B | 0 | 0 | 0 | 0 | 0 | 0
C | 0 | 0 | 0 | 0 | 0 | 0
current | 0 | 0 | 0 | 0 | 0 | 0
| current |  |  | C |  |  | B |  |  | A
Avoided CO2-emissions | costs | grid | CO2 | costs | grid | CO2 | costs | grid | CO2 | costs | grid | CO2
Natural gas | 0 | 0 | 0 | 0 | 0 |  | 0 |  |  | 0
Green gas | 0 | 0 | 0 | 0 | 0 |  | 0 |  |  | 0
Electric heat pump | 0 | 0 | 0 | 0 | 0 |  | 0 |  |  | 0
Hybrid heat pump | 0 | 0 | 0 | 0 | 0 |  | 0 |  |  | 0
MT district heating | 0 | 0 | 0 | 0 | 0 |  | 0 |  |  | 0
MT district heating | 0 | 0 | 0 | 0 | 0 |  | 0 |  |  | 0
| Natural gas | Green gas | Electric heat pump | Hybrid heat pump | MT district heating | LT district heating
Current | 0 | 0 | 0 | 0 | 0 | 0
C | 0 | 0 | 0 | 0 | 0 | 0
B | 0 | 0 | 0 | 0 | 0 | 0
A | 0 | 0 | 0 | 0 | 0 | 0
| Natural gas | Green gas | Electric heat pump | Hybrid heat pump | MT district heating | LT district heating |  |  |  |  | 16
Current | 0 | 0 | 0 | 0 | 0 | 0 |  |  |  |  | 200
C | 0 | 0 | 0 | 0 | 0 | 0 |  |  |  |  | 12.5
B | 0 | 0 | 0 | 0 | 0 | 0
A | 0 | 0 | 0 | 0 | 0 | 0
| Natural gas | Green gas | Electric heat pump | Hybrid heat pump | MT district heating | LT district heating
Current | 0 | 0 | 0 | 0 | 0 | 0
C | 0 | 0 | 0 | 0 | 0 | 0
B | 0 | 0 | 0 | 0 | 0 | 0
A | 0 | 0 | 0 | 0 | 0 | 0
| Natural gas | Green gas | Electric heat pump | Hybrid heat pump | MT district heating | LT district heating
Current | 0 | 0 | 0 | 0 | 0 | 0
C | 0 | 0 | 0 | 0 | 0 | 0
B | 0 | 0 | 0 | 0 | 0 | 0
A | 0 | 0 | 0 | 0 | 0 | 0
| Natural gas | Green gas | Electric heat pump | Hybrid heat pump | MT district heating | LT district heating
Current | 0 | 0 | 0 | 0 | 0 | 0
C | 0 | 0 | 0 | 0 | 0 | 0
B | 0 | 0 | 0 | 0 | 0 | 0
A | 0 | 0 | 0 | 0 | 0 | 0
| Natural gas |  |  | Green gas |  |  | Electric heat pump |  |  | Hybrid heat pump |  |  | MT district heating |  |  | LT district heating
| costs | grid | CO2 | costs | grid | CO2 | costs | grid | CO2 | costs | grid | CO2 | costs | grid | CO2 | costs | grid | CO2
Current | 0 | 0 | 0 | 0 | 0 | 0 | 0 | 0 | 0 | 0 | 0 | 0 | 0 | 0 | 0 | 0 | 0 | 0
C | 0 | 0 | 0 | 0 | 0 | 0 | 0 | 0 | 0 | 0 | 0 | 0 | 0 | 0 | 0 | 0 | 0 | 0
B | 0 | 0 | 0 | 0 | 0 | 0 | 0 | 0 | 0 | 0 | 0 | 0 | 0 | 0 | 0 | 0 | 0 | 0
A | 0 | 0 | 0 | 0 | 0 | 0 | 0 | 0 | 0 | 0 | 0 | 0 | 0 | 0 | 0 | 0 | 0 | 0

## r3.1 Transition pathway
Title | 121 | 122 | 123 | 124 | 125 | 126 | 127 | 128 | 129 | 130 | 131 | 132 | 133 | 134 | 135 | 136 | 137 | 138 | 139 | 140 | 141 | 142 | 143 | 144 | 145 | 146 | 147 | 148 | 149 | 150
Run
Settings
Heat demand
Isolatie label
Heat supply
Natural gas boiler
Green gas boiler
Electric heat pump
Hybrid heat pump
District heating
District heating temperature
Electricity supply
Rooftop solar PV
Electricity demand
Electric cooking
Electric vehicle
Home battery
Cost settings
Simulation year
Demand management
Charging type
Net metering
Boiler heating strategy
Results
Societal costs
Total annual costs
Heating system annual costs
Electricity system annual costs
Insulation annual costs
Costs per household
Total annual costs
Heating system annual costs
Electricity system annual costs
Insulation annual costs
Costs LCOE
Total
Heating
Electricity
Insulation
Infrastructure
Overloaded transformers (#)
Overloaded transformers (total hours)
Overloaded transformers (%)
Overloaded transformers (hours per trafo)
Energy total
Renewable energy (%)
Self consumption (%)
CO2-emissions (kton)
Primary energy demand (GWh)
Final energy demand (GWh)
Heating demand (GWh)
Electricity demand (GWh)
Energy per Household
Primary energy demand (kWh)
Final energy demand (kWh)
Heating demand (kWh)
Electricity demand (kWh)
| 10% | 25% | 50% | 75% | 100%
Natural gas | 0 | 0 | 0 | 0 | 0
Green gas | 0 | 0 | 0 | 0 | 0
Electric heat pump | 0 | 0 | 0 | 0 | 0
Hybrid heat pump | 0 | 0 | 0 | 0 | 0
MT district heating | 0 | 0 | 0 | 0 | 0
LT district heating | 0 | 0 | 0 | 0 | 0
| 10% | 25% | 50% | 75% | 100%
Natural gas | 0 | 0 | 0 | 0 | 0
Green gas | 0 | 0 | 0 | 0 | 0
Electric heat pump | 0 | 0 | 0 | 0 | 0
Hybrid heat pump | 0 | 0 | 0 | 0 | 0
MT district heating | 0 | 0 | 0 | 0 | 0
LT district heating | 0 | 0 | 0 | 0 | 0
| 10% | 25% | 50% | 75% | 100%
Natural gas | 0 | 0 | 0 | 0 | 0
Green gas | 0 | 0 | 0 | 0 | 0
Electric heat pump | 0 | 0 | 0 | 0 | 0
Hybrid heat pump | 0 | 0 | 0 | 0 | 0
MT district heating | 0 | 0 | 0 | 0 | 0
LT district heating | 0 | 0 | 0 | 0 | 0
| 10% | 25% | 50% | 75% | 100%
Natural gas | 0 | 0 | 0 | 0 | 0
Green gas | 0 | 0 | 0 | 0 | 0
Electric heat pump | 0 | 0 | 0 | 0 | 0
Hybrid heat pump | 0 | 0 | 0 | 0 | 0
MT district heating | 0 | 0 | 0 | 0 | 0 |  | 0 | 0 | 0 | 0 | 0
LT district heating | 0 | 0 | 0 | 0 | 0
| Natural gas |  |  | Green gas |  |  | Electric heat pump |  |  | Hybrid heat pump |  |  | MT district heating |  |  | LT district heating
| costs | grid | CO2 | costs | grid | CO2 | costs | grid | CO2 | costs | grid | CO2 | costs | grid | CO2 | costs | grid | CO2
10% | 0 | 0 | 0 | 0 | 0 | 0 | 0 | 0 | 0 | 0 | 0 | 0 | 0 | 0 | 0 | 0 | 0 | 0
25% | 0 | 0 | 0 | 0 | 0 | 0 | 0 | 0 | 0 | 0 | 0 | 0 | 0 | 0 | 0 | 0 | 0 | 0
50% | 0 | 0 | 0 | 0 | 0 | 0 | 0 | 0 | 0 | 0 | 0 | 0 | 0 | 0 | 0 | 0 | 0 | 0
75% | 0 | 0 | 0 | 0 | 0 | 0 | 0 | 0 | 0 | 0 | 0 | 0 | 0 | 0 | 0 | 0 | 0 | 0
100% | 0 | 0 | 0 | 0 | 0 | 0 | 0 | 0 | 0 | 0 | 0 | 0 | 0 | 0 | 0 | 0 | 0 | 0

## r3.2 Transition pathway no EV
Title | 151 | 152 | 153 | 154 | 155 | 156 | 157 | 158 | 159 | 160 | 161 | 162 | 163 | 164 | 165 | 166 | 167 | 168 | 169 | 170 | 171 | 172 | 173 | 174 | 175 | 176 | 177 | 178 | 179 | 180
Run
Settings
Heat demand
Isolatie label
Heat supply
Natural gas boiler
Green gas boiler
Electric heat pump
Hybrid heat pump
District heating
District heating temperature
Electricity supply
Rooftop solar PV
Electricity demand
Electric cooking
Electric vehicle
Home battery
Cost settings
Simulation year
Demand management
Charging type
Net metering
Boiler heating strategy
Results
Societal costs
Total annual costs
Heating system annual costs
Electricity system annual costs
Insulation annual costs
Costs per household
Total annual costs
Heating system annual costs
Electricity system annual costs
Insulation annual costs
Costs LCOE
Total
Heating
Electricity
Insulation
Infrastructure
Overloaded transformers (#)
Overloaded transformers (total hours)
Overloaded transformers (%)
Overloaded transformers (hours per trafo)
Energy total
Renewable energy (%)
Self consumption (%)
CO2-emissions (kton)
Primary energy demand (GWh)
Final energy demand (GWh)
Heating demand (GWh)
Electricity demand (GWh)
Energy per Household
Primary energy demand (kWh)
Final energy demand (kWh)
Heating demand (kWh)
Electricity demand (kWh)
| 10% | 25% | 50% | 75% | 100%
Natural gas | 0 | 0 | 0 | 0 | 0
Green gas | 0 | 0 | 0 | 0 | 0
Electric heat pump | 0 | 0 | 0 | 0 | 0
Hybrid heat pump | 0 | 0 | 0 | 0 | 0
MT district heating | 0 | 0 | 0 | 0 | 0
LT district heating | 0 | 0 | 0 | 0 | 0
| 10% | 25% | 50% | 75% | 100%
Natural gas | 0 | 0 | 0 | 0 | 0
Green gas | 0 | 0 | 0 | 0 | 0
Electric heat pump | 0 | 0 | 0 | 0 | 0
Hybrid heat pump | 0 | 0 | 0 | 0 | 0
MT district heating | 0 | 0 | 0 | 0 | 0
LT district heating | 0 | 0 | 0 | 0 | 0
| 10% | 25% | 50% | 75% | 100%
Natural gas | 0 | 0 | 0 | 0 | 0
Green gas | 0 | 0 | 0 | 0 | 0
Electric heat pump | 0 | 0 | 0 | 0 | 0
Hybrid heat pump | 0 | 0 | 0 | 0 | 0
MT district heating | 0 | 0 | 0 | 0 | 0
LT district heating | 0 | 0 | 0 | 0 | 0
| 10% | 25% | 50% | 75% | 100%
Natural gas | 0 | 0 | 0 | 0 | 0
Green gas | 0 | 0 | 0 | 0 | 0
Electric heat pump | 0 | 0 | 0 | 0 | 0
Hybrid heat pump | 0 | 0 | 0 | 0 | 0
MT district heating | 0 | 0 | 0 | 0 | 0 |  | 0 | 0 | 0 | 0 | 0
LT district heating | 0 | 0 | 0 | 0 | 0
| Natural gas |  |  | Green gas |  |  | Electric heat pump |  |  | Hybrid heat pump |  |  | MT district heating |  |  | LT district heating
| costs | grid | CO2 | costs | grid | CO2 | costs | grid | CO2 | costs | grid | CO2 | costs | grid | CO2 | costs | grid | CO2
10% | 0 | 0 | 0 | 0 | 0 | 0 | 0 | 0 | 0 | 0 | 0 | 0 | 0 | 0 | 0 | 0 | 0 | 0
25% | 0 | 0 | 0 | 0 | 0 | 0 | 0 | 0 | 0 | 0 | 0 | 0 | 0 | 0 | 0 | 0 | 0 | 0
50% | 0 | 0 | 0 | 0 | 0 | 0 | 0 | 0 | 0 | 0 | 0 | 0 | 0 | 0 | 0 | 0 | 0 | 0
75% | 0 | 0 | 0 | 0 | 0 | 0 | 0 | 0 | 0 | 0 | 0 | 0 | 0 | 0 | 0 | 0 | 0 | 0
100% | 0 | 0 | 0 | 0 | 0 | 0 | 0 | 0 | 0 | 0 | 0 | 0 | 0 | 0 | 0 | 0 | 0 | 0

## r4.1 DSM
Title | 181 | 182 | 183 | 184 | 185 | 186 | 187 | 188 | 189 | 190 | 191 | 192 | 193 | 194 | 195 | 196 | 197 | 198 | 199 | 200 | 201 | 202 | 203 | 204 | 205 | 206 | 207 | 208 | 209 | 210
Run
Settings
Heat demand
Isolatie label
Heat supply
Natural gas boiler
Green gas boiler
Electric heat pump
Hybrid heat pump
District heating
District heating temperature
Electricity supply
Rooftop solar PV
Electricity demand
Electric cooking
Electric vehicle
Home battery
Cost settings
Simulation year
Demand management
Charging type
Net metering
Boiler heating strategy
Results
Societal costs
Total annual costs
Heating system annual costs
Electricity system annual costs
Insulation annual costs
Costs per household
Total annual costs
Heating system annual costs
Electricity system annual costs
Insulation annual costs
Costs LCOE
Total
Heating
Electricity
Insulation
Infrastructure
Overloaded transformers (#)
Overloaded transformers (total hours)
Overloaded transformers (%)
Overloaded transformers (hours per trafo)
Energy total
Renewable energy (%)
Self consumption (%)
CO2-emissions (kton)
Primary energy demand (GWh)
Final energy demand (GWh)
Heating demand (GWh)
Electricity demand (GWh)
Energy per Household
Primary energy demand (kWh)
Final energy demand (kWh)
Heating demand (kWh)
Electricity demand (kWh)
| 10% | 25% | 50% | 75% | 100%
Natural gas | 0 | 0 | 0 | 0 | 0
Green gas | 0 | 0 | 0 | 0 | 0
Electric heat pump | 0 | 0 | 0 | 0 | 0
Hybrid heat pump | 0 | 0 | 0 | 0 | 0
MT district heating | 0 | 0 | 0 | 0 | 0
LT district heating | 0 | 0 | 0 | 0 | 0
| 10% | 25% | 50% | 75% | 100%
Natural gas | 0 | 0 | 0 | 0 | 0
Green gas | 0 | 0 | 0 | 0 | 0
Electric heat pump | 0 | 0 | 0 | 0 | 0
Hybrid heat pump | 0 | 0 | 0 | 0 | 0
MT district heating | 0 | 0 | 0 | 0 | 0
LT district heating | 0 | 0 | 0 | 0 | 0
| 10% | 25% | 50% | 75% | 100%
Natural gas | 0 | 0 | 0 | 0 | 0
Green gas | 0 | 0 | 0 | 0 | 0
Electric heat pump | 0 | 0 | 0 | 0 | 0
Hybrid heat pump | 0 | 0 | 0 | 0 | 0
MT district heating | 0 | 0 | 0 | 0 | 0
LT district heating | 0 | 0 | 0 | 0 | 0
| 10% | 25% | 50% | 75% | 100%
Natural gas | 0 | 0 | 0 | 0 | 0
Green gas | 0 | 0 | 0 | 0 | 0
Electric heat pump | 0 | 0 | 0 | 0 | 0
Hybrid heat pump | 0 | 0 | 0 | 0 | 0
MT district heating | 0 | 0 | 0 | 0 | 0 |  | 0 | 0 | 0 | 0 | 0
LT district heating | 0 | 0 | 0 | 0 | 0
| Natural gas |  |  | Green gas |  |  | Electric heat pump |  |  | Hybrid heat pump |  |  | MT district heating |  |  | LT district heating
| costs | grid | CO2 | costs | grid | CO2 | costs | grid | CO2 | costs | grid | CO2 | costs | grid | CO2 | costs | grid | CO2
10% | 0 | 0 | 0 | 0 | 0 | 0 | 0 | 0 | 0 | 0 | 0 | 0 | 0 | 0 | 0 | 0 | 0 | 0
25% | 0 | 0 | 0 | 0 | 0 | 0 | 0 | 0 | 0 | 0 | 0 | 0 | 0 | 0 | 0 | 0 | 0 | 0
50% | 0 | 0 | 0 | 0 | 0 | 0 | 0 | 0 | 0 | 0 | 0 | 0 | 0 | 0 | 0 | 0 | 0 | 0
75% | 0 | 0 | 0 | 0 | 0 | 0 | 0 | 0 | 0 | 0 | 0 | 0 | 0 | 0 | 0 | 0 | 0 | 0
100% | 0 | 0 | 0 | 0 | 0 | 0 | 0 | 0 | 0 | 0 | 0 | 0 | 0 | 0 | 0 | 0 | 0 | 0

## r4.2 Batteries
Title | 211 | 212 | 213 | 214 | 215 | 216 | 217 | 218 | 219 | 220 | 221 | 222 | 223 | 224 | 225 | 226 | 227 | 228 | 229 | 230 | 231 | 232 | 233 | 234 | 235 | 236 | 237 | 238 | 239 | 240
Run
Settings
Heat demand
Isolatie label
Heat supply
Natural gas boiler
Green gas boiler
Electric heat pump
Hybrid heat pump
District heating
District heating temperature
Electricity supply
Rooftop solar PV
Electricity demand
Electric cooking
Electric vehicle
Home battery
Cost settings
Simulation year
Demand management
Charging type
Net metering
Boiler heating strategy
Results
Societal costs
Total annual costs
Heating system annual costs
Electricity system annual costs
Insulation annual costs
Costs per household
Total annual costs
Heating system annual costs
Electricity system annual costs
Insulation annual costs
Costs LCOE
Total
Heating
Electricity
Insulation
Infrastructure
Overloaded transformers (#)
Overloaded transformers (total hours)
Overloaded transformers (%)
Overloaded transformers (hours per trafo)
Energy total
Renewable energy (%)
Self consumption (%)
CO2-emissions (kton)
Primary energy demand (GWh)
Final energy demand (GWh)
Heating demand (GWh)
Electricity demand (GWh)
Energy per Household
Primary energy demand (kWh)
Final energy demand (kWh)
Heating demand (kWh)
Electricity demand (kWh)
| 10% | 25% | 50% | 75% | 100%
Natural gas | 0 | 0 | 0 | 0 | 0
Green gas | 0 | 0 | 0 | 0 | 0
Electric heat pump | 0 | 0 | 0 | 0 | 0
Hybrid heat pump | 0 | 0 | 0 | 0 | 0
MT district heating | 0 | 0 | 0 | 0 | 0
LT district heating | 0 | 0 | 0 | 0 | 0
| 10% | 25% | 50% | 75% | 100%
Natural gas | 0 | 0 | 0 | 0 | 0
Green gas | 0 | 0 | 0 | 0 | 0
Electric heat pump | 0 | 0 | 0 | 0 | 0
Hybrid heat pump | 0 | 0 | 0 | 0 | 0
MT district heating | 0 | 0 | 0 | 0 | 0
LT district heating | 0 | 0 | 0 | 0 | 0
| 10% | 25% | 50% | 75% | 100%
Natural gas | 0 | 0 | 0 | 0 | 0
Green gas | 0 | 0 | 0 | 0 | 0
Electric heat pump | 0 | 0 | 0 | 0 | 0
Hybrid heat pump | 0 | 0 | 0 | 0 | 0
MT district heating | 0 | 0 | 0 | 0 | 0
LT district heating | 0 | 0 | 0 | 0 | 0
| 10% | 25% | 50% | 75% | 100%
Natural gas | 0 | 0 | 0 | 0 | 0
Green gas | 0 | 0 | 0 | 0 | 0
Electric heat pump | 0 | 0 | 0 | 0 | 0
Hybrid heat pump | 0 | 0 | 0 | 0 | 0
MT district heating | 0 | 0 | 0 | 0 | 0 |  | 0 | 0 | 0 | 0 | 0
LT district heating | 0 | 0 | 0 | 0 | 0
| Natural gas |  |  | Green gas |  |  | Electric heat pump |  |  | Hybrid heat pump |  |  | MT district heating |  |  | LT district heating
| costs | grid | CO2 | costs | grid | CO2 | costs | grid | CO2 | costs | grid | CO2 | costs | grid | CO2 | costs | grid | CO2
10% | 0 | 0 | 0 | 0 | 0 | 0 | 0 | 0 | 0 | 0 | 0 | 0 | 0 | 0 | 0 | 0 | 0 | 0
25% | 0 | 0 | 0 | 0 | 0 | 0 | 0 | 0 | 0 | 0 | 0 | 0 | 0 | 0 | 0 | 0 | 0 | 0
50% | 0 | 0 | 0 | 0 | 0 | 0 | 0 | 0 | 0 | 0 | 0 | 0 | 0 | 0 | 0 | 0 | 0 | 0
75% | 0 | 0 | 0 | 0 | 0 | 0 | 0 | 0 | 0 | 0 | 0 | 0 | 0 | 0 | 0 | 0 | 0 | 0
100% | 0 | 0 | 0 | 0 | 0 | 0 | 0 | 0 | 0 | 0 | 0 | 0 | 0 | 0 | 0 | 0 | 0 | 0

## alligned ppt
Scen 1. Eindbeeld vergelijking
| Natural gas |  |  | Green gas |  |  | Electric heat pump |  |  | Hybrid heat pump |  |  | MT district heating |  |  | LT district heating
| costs | grid | CO2 | costs | grid | CO2 | costs | grid | CO2 | costs | grid | CO2 | costs | grid | CO2 | costs | grid | CO2
Current | 0 | 0 | 0 | 0 | 0 | 0 | 0 | 0 | 0 | 0 | 0 | 0 | 0 | 0 | 0 | 0 | 0 | 0
C | 0 | 0 | 0 | 0 | 0 | 0 | 0 | 0 | 0 | 0 | 0 | 0 | 0 | 0 | 0 | 0 | 0 | 0
B | 0 | 0 | 0 | 0 | 0 | 0 | 0 | 0 | 0 | 0 | 0 | 0 | 0 | 0 | 0 | 0 | 0 | 0
A | 0 | 0 | 0 | 0 | 0 | 0 | 0 | 0 | 0 | 0 | 0 | 0 | 0 | 0 | 0 | 0 | 0 | 0
Scen 2.1. Eindbeeld met interactie-effect PV
| Natural gas |  |  | Green gas |  |  | Electric heat pump |  |  | Hybrid heat pump |  |  | MT district heating |  |  | LT district heating
| costs | grid | CO2 | costs | grid | CO2 | costs | grid | CO2 | costs | grid | CO2 | costs | grid | CO2 | costs | grid | CO2
Current | 0 | 0 | 0 | 0 | 0 | 0 | 0 | 0 | 0 | 0 | 0 | 0 | 0 | 0 | 0 | 0 | 0 | 0
C | 0 | 0 | 0 | 0 | 0 | 0 | 0 | 0 | 0 | 0 | 0 | 0 | 0 | 0 | 0 | 0 | 0 | 0
B | 0 | 0 | 0 | 0 | 0 | 0 | 0 | 0 | 0 | 0 | 0 | 0 | 0 | 0 | 0 | 0 | 0 | 0
A | 0 | 0 | 0 | 0 | 0 | 0 | 0 | 0 | 0 | 0 | 0 | 0 | 0 | 0 | 0 | 0 | 0 | 0
Scen 2.2. Eindbeeld met interactie-effect koken
| Natural gas |  |  | Green gas |  |  | Electric heat pump |  |  | Hybrid heat pump |  |  | MT district heating |  |  | LT district heating
| costs | grid | CO2 | costs | grid | CO2 | costs | grid | CO2 | costs | grid | CO2 | costs | grid | CO2 | costs | grid | CO2
Current | 0 | 0 | 0 | 0 | 0 | 0 | 0 | 0 | 0 | 0 | 0 | 0 | 0 | 0 | 0 | 0 | 0 | 0
C | 0 | 0 | 0 | 0 | 0 | 0 | 0 | 0 | 0 | 0 | 0 | 0 | 0 | 0 | 0 | 0 | 0 | 0
B | 0 | 0 | 0 | 0 | 0 | 0 | 0 | 0 | 0 | 0 | 0 | 0 | 0 | 0 | 0 | 0 | 0 | 0
A | 0 | 0 | 0 | 0 | 0 | 0 | 0 | 0 | 0 | 0 | 0 | 0 | 0 | 0 | 0 | 0 | 0 | 0
Scen 2.3. Eindbeeld met interactie-effect EV
| Natural gas |  |  | Green gas |  |  | Electric heat pump |  |  | Hybrid heat pump |  |  | MT district heating |  |  | LT district heating
| costs | grid | CO2 | costs | grid | CO2 | costs | grid | CO2 | costs | grid | CO2 | costs | grid | CO2 | costs | grid | CO2
Current | 0 | 0 | 0 | 0 | 0 | 0 | 0 | 0 | 0 | 0 | 0 | 0 | 0 | 0 | 0 | 0 | 0 | 0
C | 0 | 0 | 0 | 0 | 0 | 0 | 0 | 0 | 0 | 0 | 0 | 0 | 0 | 0 | 0 | 0 | 0 | 0
B | 0 | 0 | 0 | 0 | 0 | 0 | 0 | 0 | 0 | 0 | 0 | 0 | 0 | 0 | 0 | 0 | 0 | 0
A | 0 | 0 | 0 | 0 | 0 | 0 | 0 | 0 | 0 | 0 | 0 | 0 | 0 | 0 | 0 | 0 | 0 | 0
Scen 2.4. Eindbeeld met interactie-effect koken, EV en PV
| Natural gas |  |  | Green gas |  |  | Electric heat pump |  |  | Hybrid heat pump |  |  | MT district heating |  |  | LT district heating
| costs | grid | CO2 | costs | grid | CO2 | costs | grid | CO2 | costs | grid | CO2 | costs | grid | CO2 | costs | grid | CO2
Current | 0 | 0 | 0 | 0 | 0 | 0 | 0 | 0 | 0 | 0 | 0 | 0 | 0 | 0 | 0 | 0 | 0 | 0
C | 0 | 0 | 0 | 0 | 0 | 0 | 0 | 0 | 0 | 0 | 0 | 0 | 0 | 0 | 0 | 0 | 0 | 0
B | 0 | 0 | 0 | 0 | 0 | 0 | 0 | 0 | 0 | 0 | 0 | 0 | 0 | 0 | 0 | 0 | 0 | 0
A | 0 | 0 | 0 | 0 | 0 | 0 | 0 | 0 | 0 | 0 | 0 | 0 | 0 | 0 | 0 | 0 | 0 | 0
Scen 3.1. Transitiepad
| Natural gas |  |  | Green gas |  |  | Electric heat pump |  |  | Hybrid heat pump |  |  | MT district heating |  |  | LT district heating
| costs | grid | CO2 | costs | grid | CO2 | costs | grid | CO2 | costs | grid | CO2 | costs | grid | CO2 | costs | grid | CO2
10% | 0 | 0 | 0 | 0 | 0 | 0 | 0 | 0 | 0 | 0 | 0 | 0 | 0 | 0 | 0 | 0 | 0 | 0
25% | 0 | 0 | 0 | 0 | 0 | 0 | 0 | 0 | 0 | 0 | 0 | 0 | 0 | 0 | 0 | 0 | 0 | 0
50% | 0 | 0 | 0 | 0 | 0 | 0 | 0 | 0 | 0 | 0 | 0 | 0 | 0 | 0 | 0 | 0 | 0 | 0
75% | 0 | 0 | 0 | 0 | 0 | 0 | 0 | 0 | 0 | 0 | 0 | 0 | 0 | 0 | 0 | 0 | 0 | 0
100% | 0 | 0 | 0 | 0 | 0 | 0 | 0 | 0 | 0 | 0 | 0 | 0 | 0 | 0 | 0 | 0 | 0 | 0
Scen 3.2. Transitiepad no EV
| Natural gas |  |  | Green gas |  |  | Electric heat pump |  |  | Hybrid heat pump |  |  | MT district heating |  |  | LT district heating
| costs | grid | CO2 | costs | grid | CO2 | costs | grid | CO2 | costs | grid | CO2 | costs | grid | CO2 | costs | grid | CO2
10% | 0 | 0 | 0 | 0 | 0 | 0 | 0 | 0 | 0 | 0 | 0 | 0 | 0 | 0 | 0 | 0 | 0 | 0
25% | 0 | 0 | 0 | 0 | 0 | 0 | 0 | 0 | 0 | 0 | 0 | 0 | 0 | 0 | 0 | 0 | 0 | 0
50% | 0 | 0 | 0 | 0 | 0 | 0 | 0 | 0 | 0 | 0 | 0 | 0 | 0 | 0 | 0 | 0 | 0 | 0
75% | 0 | 0 | 0 | 0 | 0 | 0 | 0 | 0 | 0 | 0 | 0 | 0 | 0 | 0 | 0 | 0 | 0 | 0
100% | 0 | 0 | 0 | 0 | 0 | 0 | 0 | 0 | 0 | 0 | 0 | 0 | 0 | 0 | 0 | 0 | 0 | 0
Scen 4.1. Demand-side managmenet
| Natural gas |  |  | Green gas |  |  | Electric heat pump |  |  | Hybrid heat pump |  |  | MT district heating |  |  | LT district heating
| costs | grid | CO2 | costs | grid | CO2 | costs | grid | CO2 | costs | grid | CO2 | costs | grid | CO2 | costs | grid | CO2
10% | 0 | 0 | 0 | 0 | 0 | 0 | 0 | 0 | 0 | 0 | 0 | 0 | 0 | 0 | 0 | 0 | 0 | 0
25% | 0 | 0 | 0 | 0 | 0 | 0 | 0 | 0 | 0 | 0 | 0 | 0 | 0 | 0 | 0 | 0 | 0 | 0
50% | 0 | 0 | 0 | 0 | 0 | 0 | 0 | 0 | 0 | 0 | 0 | 0 | 0 | 0 | 0 | 0 | 0 | 0
75% | 0 | 0 | 0 | 0 | 0 | 0 | 0 | 0 | 0 | 0 | 0 | 0 | 0 | 0 | 0 | 0 | 0 | 0
100% | 0 | 0 | 0 | 0 | 0 | 0 | 0 | 0 | 0 | 0 | 0 | 0 | 0 | 0 | 0 | 0 | 0 | 0
Scen 4.2.Batteries
| Natural gas |  |  | Green gas |  |  | Electric heat pump |  |  | Hybrid heat pump |  |  | MT district heating |  |  | LT district heating
| costs | grid | CO2 | costs | grid | CO2 | costs | grid | CO2 | costs | grid | CO2 | costs | grid | CO2 | costs | grid | CO2
10% | 0 | 0 | 0 | 0 | 0 | 0 | 0 | 0 | 0 | 0 | 0 | 0 | 0 | 0 | 0 | 0 | 0 | 0
25% | 0 | 0 | 0 | 0 | 0 | 0 | 0 | 0 | 0 | 0 | 0 | 0 | 0 | 0 | 0 | 0 | 0 | 0
50% | 0 | 0 | 0 | 0 | 0 | 0 | 0 | 0 | 0 | 0 | 0 | 0 | 0 | 0 | 0 | 0 | 0 | 0
75% | 0 | 0 | 0 | 0 | 0 | 0 | 0 | 0 | 0 | 0 | 0 | 0 | 0 | 0 | 0 | 0 | 0 | 0
100% | 0 | 0 | 0 | 0 | 0 | 0 | 0 | 0 | 0 | 0 | 0 | 0 | 0 | 0 | 0 | 0 | 0 | 0

## alligned word
Scen 1. Eindbeeld vergelijking
| Natural gas |  |  | Green gas |  |  | Electric heat pump |  |  | Hybrid heat pump |  |  | MT district heating |  |  | LT district heating
| costs | grid | CO2 | costs | grid | CO2 | costs | grid | CO2 | costs | grid | CO2 | costs | grid | CO2 | costs | grid | CO2
Current | 0 | 0 | 0 | 0 | 0 | 0 | 0 | 0 | 0 | 0 | 0 | 0 | 0 | 0 | 0 | 0 | 0 | 0
C | 0 | 0 | 0 | 0 | 0 | 0 | 0 | 0 | 0 | 0 | 0 | 0 | 0 | 0 | 0 | 0 | 0 | 0
B | 0 | 0 | 0 | 0 | 0 | 0 | 0 | 0 | 0 | 0 | 0 | 0 | 0 | 0 | 0 | 0 | 0 | 0
A | 0 | 0 | 0 | 0 | 0 | 0 | 0 | 0 | 0 | 0 | 0 | 0 | 0 | 0 | 0 | 0 | 0 | 0
Scen 2.1. Eindbeeld met interactie-effect PV
| Natural gas |  |  | Green gas |  |  | Electric heat pump |  |  | Hybrid heat pump |  |  | MT district heating |  |  | LT district heating
| costs | grid | CO2 | costs | grid | CO2 | costs | grid | CO2 | costs | grid | CO2 | costs | grid | CO2 | costs | grid | CO2
Current | 0 | 0 | 0 | 0 | 0 | 0 | 0 | 0 | 0 | 0 | 0 | 0 | 0 | 0 | 0 | 0 | 0 | 0
C | 0 | 0 | 0 | 0 | 0 | 0 | 0 | 0 | 0 | 0 | 0 | 0 | 0 | 0 | 0 | 0 | 0 | 0
B | 0 | 0 | 0 | 0 | 0 | 0 | 0 | 0 | 0 | 0 | 0 | 0 | 0 | 0 | 0 | 0 | 0 | 0
A | 0 | 0 | 0 | 0 | 0 | 0 | 0 | 0 | 0 | 0 | 0 | 0 | 0 | 0 | 0 | 0 | 0 | 0
Scen 2.2. Eindbeeld met interactie-effect koken
| Natural gas |  |  | Green gas |  |  | Electric heat pump |  |  | Hybrid heat pump |  |  | MT district heating |  |  | LT district heating
| costs | grid | CO2 | costs | grid | CO2 | costs | grid | CO2 | costs | grid | CO2 | costs | grid | CO2 | costs | grid | CO2
Current | 0 | 0 | 0 | 0 | 0 | 0 | 0 | 0 | 0 | 0 | 0 | 0 | 0 | 0 | 0 | 0 | 0 | 0
C | 0 | 0 | 0 | 0 | 0 | 0 | 0 | 0 | 0 | 0 | 0 | 0 | 0 | 0 | 0 | 0 | 0 | 0
B | 0 | 0 | 0 | 0 | 0 | 0 | 0 | 0 | 0 | 0 | 0 | 0 | 0 | 0 | 0 | 0 | 0 | 0
A | 0 | 0 | 0 | 0 | 0 | 0 | 0 | 0 | 0 | 0 | 0 | 0 | 0 | 0 | 0 | 0 | 0 | 0
Scen 2.3. Eindbeeld met interactie-effect EV
| Natural gas |  |  | Green gas |  |  | Electric heat pump |  |  | Hybrid heat pump |  |  | MT district heating |  |  | LT district heating
| costs | grid | CO2 | costs | grid | CO2 | costs | grid | CO2 | costs | grid | CO2 | costs | grid | CO2 | costs | grid | CO2
Current | 0 | 0 | 0 | 0 | 0 | 0 | 0 | 0 | 0 | 0 | 0 | 0 | 0 | 0 | 0 | 0 | 0 | 0
C | 0 | 0 | 0 | 0 | 0 | 0 | 0 | 0 | 0 | 0 | 0 | 0 | 0 | 0 | 0 | 0 | 0 | 0
B | 0 | 0 | 0 | 0 | 0 | 0 | 0 | 0 | 0 | 0 | 0 | 0 | 0 | 0 | 0 | 0 | 0 | 0
A | 0 | 0 | 0 | 0 | 0 | 0 | 0 | 0 | 0 | 0 | 0 | 0 | 0 | 0 | 0 | 0 | 0 | 0
Scen 2.4. Eindbeeld met interactie-effect koken, EV en PV
| Natural gas |  |  | Green gas |  |  | Electric heat pump |  |  | Hybrid heat pump |  |  | MT district heating |  |  | LT district heating
| costs | grid | CO2 | costs | grid | CO2 | costs | grid | CO2 | costs | grid | CO2 | costs | grid | CO2 | costs | grid | CO2
Current | 0 | 0 | 0 | 0 | 0 | 0 | 0 | 0 | 0 | 0 | 0 | 0 | 0 | 0 | 0 | 0 | 0 | 0
C | 0 | 0 | 0 | 0 | 0 | 0 | 0 | 0 | 0 | 0 | 0 | 0 | 0 | 0 | 0 | 0 | 0 | 0
B | 0 | 0 | 0 | 0 | 0 | 0 | 0 | 0 | 0 | 0 | 0 | 0 | 0 | 0 | 0 | 0 | 0 | 0
A | 0 | 0 | 0 | 0 | 0 | 0 | 0 | 0 | 0 | 0 | 0 | 0 | 0 | 0 | 0 | 0 | 0 | 0
Scen 3.1. Transitiepad
| Natural gas |  |  | Green gas |  |  | Electric heat pump |  |  | Hybrid heat pump |  |  | MT district heating |  |  | LT district heating
| costs | grid | CO2 | costs | grid | CO2 | costs | grid | CO2 | costs | grid | CO2 | costs | grid | CO2 | costs | grid | CO2
10% | 0 | 0 | 0 | 0 | 0 | 0 | 0 | 0 | 0 | 0 | 0 | 0 | 0 | 0 | 0 | 0 | 0 | 0
25% | 0 | 0 | 0 | 0 | 0 | 0 | 0 | 0 | 0 | 0 | 0 | 0 | 0 | 0 | 0 | 0 | 0 | 0
50% | 0 | 0 | 0 | 0 | 0 | 0 | 0 | 0 | 0 | 0 | 0 | 0 | 0 | 0 | 0 | 0 | 0 | 0
75% | 0 | 0 | 0 | 0 | 0 | 0 | 0 | 0 | 0 | 0 | 0 | 0 | 0 | 0 | 0 | 0 | 0 | 0
100% | 0 | 0 | 0 | 0 | 0 | 0 | 0 | 0 | 0 | 0 | 0 | 0 | 0 | 0 | 0 | 0 | 0 | 0
Scen 3.2. Transitiepad no EV
| Natural gas |  |  | Green gas |  |  | Electric heat pump |  |  | Hybrid heat pump |  |  | MT district heating |  |  | LT district heating
| costs | grid | CO2 | costs | grid | CO2 | costs | grid | CO2 | costs | grid | CO2 | costs | grid | CO2 | costs | grid | CO2
10% | 0 | 0 | 0 | 0 | 0 | 0 | 0 | 0 | 0 | 0 | 0 | 0 | 0 | 0 | 0 | 0 | 0 | 0
25% | 0 | 0 | 0 | 0 | 0 | 0 | 0 | 0 | 0 | 0 | 0 | 0 | 0 | 0 | 0 | 0 | 0 | 0
50% | 0 | 0 | 0 | 0 | 0 | 0 | 0 | 0 | 0 | 0 | 0 | 0 | 0 | 0 | 0 | 0 | 0 | 0
75% | 0 | 0 | 0 | 0 | 0 | 0 | 0 | 0 | 0 | 0 | 0 | 0 | 0 | 0 | 0 | 0 | 0 | 0
100% | 0 | 0 | 0 | 0 | 0 | 0 | 0 | 0 | 0 | 0 | 0 | 0 | 0 | 0 | 0 | 0 | 0 | 0
Scen 4.1. Demand-side managmenet
| Natural gas |  |  | Green gas |  |  | Electric heat pump |  |  | Hybrid heat pump |  |  | MT district heating |  |  | LT district heating
| costs | grid | CO2 | costs | grid | CO2 | costs | grid | CO2 | costs | grid | CO2 | costs | grid | CO2 | costs | grid | CO2
10% | 0 | 0 | 0 | 0 | 0 | 0 | 0 | 0 | 0 | 0 | 0 | 0 | 0 | 0 | 0 | 0 | 0 | 0
25% | 0 | 0 | 0 | 0 | 0 | 0 | 0 | 0 | 0 | 0 | 0 | 0 | 0 | 0 | 0 | 0 | 0 | 0
50% | 0 | 0 | 0 | 0 | 0 | 0 | 0 | 0 | 0 | 0 | 0 | 0 | 0 | 0 | 0 | 0 | 0 | 0
75% | 0 | 0 | 0 | 0 | 0 | 0 | 0 | 0 | 0 | 0 | 0 | 0 | 0 | 0 | 0 | 0 | 0 | 0
100% | 0 | 0 | 0 | 0 | 0 | 0 | 0 | 0 | 0 | 0 | 0 | 0 | 0 | 0 | 0 | 0 | 0 | 0
Scen 4.2.Batteries
| Natural gas |  |  | Green gas |  |  | Electric heat pump |  |  | Hybrid heat pump |  |  | MT district heating |  |  | LT district heating
| costs | grid | CO2 | costs | grid | CO2 | costs | grid | CO2 | costs | grid | CO2 | costs | grid | CO2 | costs | grid | CO2
10% | 0 | 0 | 0 | 0 | 0 | 0 | 0 | 0 | 0 | 0 | 0 | 0 | 0 | 0 | 0 | 0 | 0 | 0
25% | 0 | 0 | 0 | 0 | 0 | 0 | 0 | 0 | 0 | 0 | 0 | 0 | 0 | 0 | 0 | 0 | 0 | 0
50% | 0 | 0 | 0 | 0 | 0 | 0 | 0 | 0 | 0 | 0 | 0 | 0 | 0 | 0 | 0 | 0 | 0 | 0
75% | 0 | 0 | 0 | 0 | 0 | 0 | 0 | 0 | 0 | 0 | 0 | 0 | 0 | 0 | 0 | 0 | 0 | 0
100% | 0 | 0 | 0 | 0 | 0 | 0 | 0 | 0 | 0 | 0 | 0 | 0 | 0 | 0 | 0 | 0 | 0 | 0

## monte-carlo r3.1
Title | 1 | 2 | 3 | 4 | 5 | 6 | 7 | 8 | 9 | 10 | 11 | 12 | 13 | 14 | 15 | 16 | 17 | 18 | 19 | 20 | 21 | 22 | 23 | 24 | 25 | 26 | 27 | 28 | 29 | 30 | 31 | 32 | 33 | 34 | 35 | 36 | 37 | 38 | 39 | 40 | 41 | 42 | 43 | 44 | 45 | 46 | 47 | 48 | 49 | 50 | 51 | 52 | 53 | 54 | 55 | 56 | 57 | 58 | 59 | 60 | 61 | 62 | 63 | 64 | 65 | 66 | 67 | 68 | 69 | 70 | 71 | 72 | 73 | 74 | 75 | 76 | 77 | 78 | 79 | 80 | 81 | 82 | 83 | 84 | 85 | 86 | 87 | 88 | 89 | 90 | 91 | 92 | 93 | 94 | 95 | 96 | 97 | 98 | 99 | 100 | 101 | 102 | 103 | 104 | 105 | 106 | 107 | 108 | 109 | 110 | 111 | 112 | 113 | 114 | 115 | 116 | 117 | 118 | 119 | 120 | 121 | 122 | 123 | 124 | 125 | 126 | 127 | 128 | 129 | 130 | 131 | 132 | 133 | 134 | 135 | 136 | 137 | 138 | 139 | 140 | 141 | 142 | 143 | 144 | 145 | 146 | 147 | 148 | 149 | 150 | 151 | 152 | 153 | 154 | 155 | 156 | 157 | 158 | 159 | 160 | 161 | 162 | 163 | 164 | 165 | 166 | 167 | 168 | 169 | 170 | 171 | 172 | 173 | 174 | 175 | 176 | 177 | 178 | 179 | 180 | 181 | 182 | 183 | 184 | 185 | 186 | 187 | 188 | 189 | 190 | 191 | 192 | 193 | 194 | 195 | 196 | 197 | 198 | 199 | 200 | 201 | 202 | 203 | 204 | 205 | 206 | 207 | 208 | 209 | 210 | 211 | 212 | 213 | 214 | 215 | 216 | 217 | 218 | 219 | 220 | 221 | 222 | 223 | 224 | 225 | 226 | 227 | 228 | 229 | 230 | 231 | 232 | 233 | 234 | 235 | 236 | 237 | 238 | 239 | 240 | 241 | 242 | 243 | 244 | 245 | 246 | 247 | 248 | 249 | 250 | 251 | 252 | 253 | 254 | 255 | 256 | 257 | 258 | 259 | 260 | 261 | 262 | 263 | 264 | 265 | 266 | 267 | 268 | 269 | 270 | 271 | 272 | 273 | 274 | 275 | 276 | 277 | 278 | 279 | 280 | 281 | 282 | 283 | 284 | 285 | 286 | 287 | 288 | 289 | 290 | 291 | 292 | 293 | 294 | 295 | 296 | 297 | 298 | 299 | 300 | 301 | 302 | 303 | 304 | 305 | 306 | 307 | 308 | 309 | 310 | 311 | 312 | 313 | 314 | 315 | 316 | 317 | 318 | 319 | 320 | 321 | 322 | 323 | 324 | 325 | 326 | 327 | 328 | 329 | 330 | 331 | 332 | 333 | 334 | 335 | 336 | 337 | 338 | 339 | 340 | 341 | 342 | 343 | 344 | 345 | 346 | 347 | 348 | 349 | 350 | 351 | 352 | 353 | 354 | 355 | 356 | 357 | 358 | 359 | 360 | 361 | 362 | 363 | 364 | 365 | 366 | 367 | 368 | 369 | 370 | 371 | 372 | 373 | 374 | 375 | 376 | 377 | 378 | 379 | 380 | 381 | 382 | 383 | 384 | 385 | 386 | 387 | 388 | 389 | 390 | 391 | 392 | 393 | 394 | 395 | 396 | 397 | 398 | 399 | 400 | 401 | 402 | 403 | 404 | 405 | 406 | 407 | 408 | 409 | 410 | 411 | 412 | 413 | 414 | 415 | 416 | 417 | 418 | 419 | 420 | 421 | 422 | 423 | 424 | 425 | 426 | 427 | 428 | 429 | 430 | 431 | 432 | 433 | 434 | 435 | 436 | 437 | 438 | 439 | 440 | 441 | 442 | 443 | 444 | 445 | 446 | 447 | 448 | 449 | 450 | 451 | 452 | 453 | 454 | 455 | 456 | 457 | 458 | 459 | 460 | 461 | 462 | 463 | 464 | 465 | 466 | 467 | 468 | 469 | 470 | 471 | 472 | 473 | 474 | 475 | 476 | 477 | 478 | 479 | 480 | 481 | 482 | 483 | 484 | 485 | 486 | 487 | 488 | 489 | 490 | 491 | 492 | 493 | 494 | 495 | 496 | 497 | 498 | 499 | 500 | 501 | 502 | 503 | 504 | 505 | 506 | 507 | 508 | 509 | 510 | 511 | 512 | 513 | 514 | 515 | 516 | 517 | 518 | 519 | 520 | 521 | 522 | 523 | 524 | 525 | 526 | 527 | 528 | 529 | 530 | 531 | 532 | 533 | 534 | 535 | 536 | 537 | 538 | 539 | 540 | 541 | 542 | 543 | 544 | 545 | 546 | 547 | 548 | 549 | 550 | 551 | 552 | 553 | 554 | 555 | 556 | 557 | 558 | 559 | 560 | 561 | 562 | 563 | 564 | 565 | 566 | 567 | 568 | 569 | 570 | 571 | 572 | 573 | 574 | 575 | 576 | 577 | 578 | 579 | 580 | 581 | 582 | 583 | 584 | 585 | 586 | 587 | 588 | 589 | 590 | 591 | 592 | 593 | 594 | 595 | 596 | 597 | 598 | 599 | 600 | 601 | 602 | 603 | 604 | 605 | 606 | 607 | 608 | 609 | 610 | 611 | 612 | 613 | 614 | 615 | 616 | 617 | 618 | 619 | 620 | 621 | 622 | 623 | 624 | 625 | 626 | 627 | 628 | 629 | 630 | 631 | 632 | 633 | 634 | 635 | 636 | 637 | 638 | 639 | 640 | 641 | 642 | 643 | 644 | 645 | 646 | 647 | 648 | 649 | 650 | 651 | 652 | 653 | 654 | 655 | 656 | 657 | 658 | 659 | 660 | 661 | 662 | 663 | 664 | 665 | 666 | 667 | 668 | 669 | 670 | 671 | 672 | 673 | 674 | 675 | 676 | 677 | 678 | 679 | 680 | 681 | 682 | 683 | 684 | 685 | 686 | 687 | 688 | 689 | 690 | 691 | 692 | 693 | 694 | 695 | 696 | 697 | 698 | 699 | 700 | 701 | 702 | 703 | 704 | 705 | 706 | 707 | 708 | 709 | 710 | 711 | 712 | 713 | 714 | 715 | 716 | 717 | 718 | 719 | 720 | 721 | 722 | 723 | 724 | 725 | 726 | 727 | 728 | 729 | 730 | 731 | 732 | 733 | 734 | 735 | 736 | 737 | 738 | 739 | 740 | 741 | 742 | 743 | 744 | 745 | 746 | 747 | 748 | 749 | 750 | 751 | 752 | 753 | 754 | 755 | 756 | 757 | 758 | 759 | 760 | 761 | 762 | 763 | 764 | 765 | 766 | 767 | 768 | 769 | 770 | 771 | 772 | 773 | 774 | 775 | 776 | 777 | 778 | 779 | 780 | 781 | 782 | 783 | 784 | 785 | 786 | 787 | 788 | 789 | 790 | 791 | 792 | 793 | 794 | 795 | 796 | 797 | 798 | 799 | 800 | 801 | 802 | 803 | 804 | 805 | 806 | 807 | 808 | 809 | 810 | 811 | 812 | 813 | 814 | 815 | 816 | 817 | 818 | 819 | 820 | 821 | 822 | 823 | 824 | 825 | 826 | 827 | 828 | 829 | 830 | 831 | 832 | 833 | 834 | 835 | 836 | 837 | 838 | 839 | 840 | 841 | 842 | 843 | 844 | 845 | 846 | 847 | 848 | 849 | 850 | 851 | 852 | 853 | 854 | 855 | 856 | 857 | 858 | 859 | 860 | 861 | 862 | 863 | 864 | 865 | 866 | 867 | 868 | 869 | 870 | 871 | 872 | 873 | 874 | 875 | 876 | 877 | 878 | 879 | 880 | 881 | 882 | 883 | 884 | 885 | 886 | 887 | 888 | 889 | 890 | 891 | 892 | 893 | 894 | 895 | 896 | 897 | 898 | 899 | 900 | 901 | 902 | 903 | 904 | 905 | 906 | 907 | 908 | 909 | 910 | 911 | 912 | 913 | 914 | 915 | 916 | 917 | 918 | 919 | 920 | 921 | 922 | 923 | 924 | 925 | 926 | 927 | 928 | 929 | 930 | 931 | 932 | 933 | 934 | 935 | 936 | 937 | 938 | 939 | 940 | 941 | 942 | 943 | 944 | 945 | 946 | 947 | 948 | 949 | 950 | 951 | 952 | 953 | 954 | 955 | 956 | 957 | 958 | 959 | 960 | 961 | 962 | 963 | 964 | 965 | 966 | 967 | 968 | 969 | 970 | 971 | 972 | 973 | 974 | 975 | 976 | 977 | 978 | 979 | 980 | 981 | 982 | 983 | 984 | 985 | 986 | 987 | 988 | 989 | 990 | 991 | 992 | 993 | 994 | 995 | 996 | 997 | 998 | 999 | 1000
Run
Settings
Heat demand
Isolatie label
Heat supply
Natural gas boiler
Green gas boiler
Electric heat pump
Hybrid heat pump
District heating
District heating temperature
Electricity supply
Rooftop solar PV
Electricity demand
Electric cooking
Electric vehicle
Home battery
Cost settings
Simulation year
Demand management
Charging type
Net metering
Boiler heating strategy
Results
Societal costs
Total annual costs
Heating system annual costs
Electricity system annual costs
Insulation annual costs
Costs per household
Total annual costs
Heating system annual costs
Electricity system annual costs
Insulation annual costs
Costs LCOE
Total
Heating
Electricity
Insulation
Infrastructure
Overloaded transformers (#)
Overloaded transformers (total hours)
Overloaded transformers (%)
Overloaded transformers (hours per trafo)
Energy total
Renewable energy (%)
Self consumption (%)
CO2-emissions (kton)
Primary energy demand (GWh)
Final energy demand (GWh)
Heating demand (GWh)
Electricity demand (GWh)
Energy per Household
Primary energy demand (kWh)
Final energy demand (kWh)
Heating demand (kWh)
Electricity demand (kWh)

## monte-carlo r3.2
Title | 1001 | 1002 | 1003 | 1004 | 1005 | 1006 | 1007 | 1008 | 1009 | 1010 | 1011 | 1012 | 1013 | 1014 | 1015 | 1016 | 1017 | 1018 | 1019 | 1020 | 1021 | 1022 | 1023 | 1024 | 1025 | 1026 | 1027 | 1028 | 1029 | 1030 | 1031 | 1032 | 1033 | 1034 | 1035 | 1036 | 1037 | 1038 | 1039 | 1040 | 1041 | 1042 | 1043 | 1044 | 1045 | 1046 | 1047 | 1048 | 1049 | 1050 | 1051 | 1052 | 1053 | 1054 | 1055 | 1056 | 1057 | 1058 | 1059 | 1060 | 1061 | 1062 | 1063 | 1064 | 1065 | 1066 | 1067 | 1068 | 1069 | 1070 | 1071 | 1072 | 1073 | 1074 | 1075 | 1076 | 1077 | 1078 | 1079 | 1080 | 1081 | 1082 | 1083 | 1084 | 1085 | 1086 | 1087 | 1088 | 1089 | 1090 | 1091 | 1092 | 1093 | 1094 | 1095 | 1096 | 1097 | 1098 | 1099 | 1100 | 1101 | 1102 | 1103 | 1104 | 1105 | 1106 | 1107 | 1108 | 1109 | 1110 | 1111 | 1112 | 1113 | 1114 | 1115 | 1116 | 1117 | 1118 | 1119 | 1120 | 1121 | 1122 | 1123 | 1124 | 1125 | 1126 | 1127 | 1128 | 1129 | 1130 | 1131 | 1132 | 1133 | 1134 | 1135 | 1136 | 1137 | 1138 | 1139 | 1140 | 1141 | 1142 | 1143 | 1144 | 1145 | 1146 | 1147 | 1148 | 1149 | 1150 | 1151 | 1152 | 1153 | 1154 | 1155 | 1156 | 1157 | 1158 | 1159 | 1160 | 1161 | 1162 | 1163 | 1164 | 1165 | 1166 | 1167 | 1168 | 1169 | 1170 | 1171 | 1172 | 1173 | 1174 | 1175 | 1176 | 1177 | 1178 | 1179 | 1180 | 1181 | 1182 | 1183 | 1184 | 1185 | 1186 | 1187 | 1188 | 1189 | 1190 | 1191 | 1192 | 1193 | 1194 | 1195 | 1196 | 1197 | 1198 | 1199 | 1200 | 1201 | 1202 | 1203 | 1204 | 1205 | 1206 | 1207 | 1208 | 1209 | 1210 | 1211 | 1212 | 1213 | 1214 | 1215 | 1216 | 1217 | 1218 | 1219 | 1220 | 1221 | 1222 | 1223 | 1224 | 1225 | 1226 | 1227 | 1228 | 1229 | 1230 | 1231 | 1232 | 1233 | 1234 | 1235 | 1236 | 1237 | 1238 | 1239 | 1240 | 1241 | 1242 | 1243 | 1244 | 1245 | 1246 | 1247 | 1248 | 1249 | 1250 | 1251 | 1252 | 1253 | 1254 | 1255 | 1256 | 1257 | 1258 | 1259 | 1260 | 1261 | 1262 | 1263 | 1264 | 1265 | 1266 | 1267 | 1268 | 1269 | 1270 | 1271 | 1272 | 1273 | 1274 | 1275 | 1276 | 1277 | 1278 | 1279 | 1280 | 1281 | 1282 | 1283 | 1284 | 1285 | 1286 | 1287 | 1288 | 1289 | 1290 | 1291 | 1292 | 1293 | 1294 | 1295 | 1296 | 1297 | 1298 | 1299 | 1300 | 1301 | 1302 | 1303 | 1304 | 1305 | 1306 | 1307 | 1308 | 1309 | 1310 | 1311 | 1312 | 1313 | 1314 | 1315 | 1316 | 1317 | 1318 | 1319 | 1320 | 1321 | 1322 | 1323 | 1324 | 1325 | 1326 | 1327 | 1328 | 1329 | 1330 | 1331 | 1332 | 1333 | 1334 | 1335 | 1336 | 1337 | 1338 | 1339 | 1340 | 1341 | 1342 | 1343 | 1344 | 1345 | 1346 | 1347 | 1348 | 1349 | 1350 | 1351 | 1352 | 1353 | 1354 | 1355 | 1356 | 1357 | 1358 | 1359 | 1360 | 1361 | 1362 | 1363 | 1364 | 1365 | 1366 | 1367 | 1368 | 1369 | 1370 | 1371 | 1372 | 1373 | 1374 | 1375 | 1376 | 1377 | 1378 | 1379 | 1380 | 1381 | 1382 | 1383 | 1384 | 1385 | 1386 | 1387 | 1388 | 1389 | 1390 | 1391 | 1392 | 1393 | 1394 | 1395 | 1396 | 1397 | 1398 | 1399 | 1400 | 1401 | 1402 | 1403 | 1404 | 1405 | 1406 | 1407 | 1408 | 1409 | 1410 | 1411 | 1412 | 1413 | 1414 | 1415 | 1416 | 1417 | 1418 | 1419 | 1420 | 1421 | 1422 | 1423 | 1424 | 1425 | 1426 | 1427 | 1428 | 1429 | 1430 | 1431 | 1432 | 1433 | 1434 | 1435 | 1436 | 1437 | 1438 | 1439 | 1440 | 1441 | 1442 | 1443 | 1444 | 1445 | 1446 | 1447 | 1448 | 1449 | 1450 | 1451 | 1452 | 1453 | 1454 | 1455 | 1456 | 1457 | 1458 | 1459 | 1460 | 1461 | 1462 | 1463 | 1464 | 1465 | 1466 | 1467 | 1468 | 1469 | 1470 | 1471 | 1472 | 1473 | 1474 | 1475 | 1476 | 1477 | 1478 | 1479 | 1480 | 1481 | 1482 | 1483 | 1484 | 1485 | 1486 | 1487 | 1488 | 1489 | 1490 | 1491 | 1492 | 1493 | 1494 | 1495 | 1496 | 1497 | 1498 | 1499 | 1500 | 1501 | 1502 | 1503 | 1504 | 1505 | 1506 | 1507 | 1508 | 1509 | 1510 | 1511 | 1512 | 1513 | 1514 | 1515 | 1516 | 1517 | 1518 | 1519 | 1520 | 1521 | 1522 | 1523 | 1524 | 1525 | 1526 | 1527 | 1528 | 1529 | 1530 | 1531 | 1532 | 1533 | 1534 | 1535 | 1536 | 1537 | 1538 | 1539 | 1540 | 1541 | 1542 | 1543 | 1544 | 1545 | 1546 | 1547 | 1548 | 1549 | 1550 | 1551 | 1552 | 1553 | 1554 | 1555 | 1556 | 1557 | 1558 | 1559 | 1560 | 1561 | 1562 | 1563 | 1564 | 1565 | 1566 | 1567 | 1568 | 1569 | 1570 | 1571 | 1572 | 1573 | 1574 | 1575 | 1576 | 1577 | 1578 | 1579 | 1580 | 1581 | 1582 | 1583 | 1584 | 1585 | 1586 | 1587 | 1588 | 1589 | 1590 | 1591 | 1592 | 1593 | 1594 | 1595 | 1596 | 1597 | 1598 | 1599 | 1600 | 1601 | 1602 | 1603 | 1604 | 1605 | 1606 | 1607 | 1608 | 1609 | 1610 | 1611 | 1612 | 1613 | 1614 | 1615 | 1616 | 1617 | 1618 | 1619 | 1620 | 1621 | 1622 | 1623 | 1624 | 1625 | 1626 | 1627 | 1628 | 1629 | 1630 | 1631 | 1632 | 1633 | 1634 | 1635 | 1636 | 1637 | 1638 | 1639 | 1640 | 1641 | 1642 | 1643 | 1644 | 1645 | 1646 | 1647 | 1648 | 1649 | 1650 | 1651 | 1652 | 1653 | 1654 | 1655 | 1656 | 1657 | 1658 | 1659 | 1660 | 1661 | 1662 | 1663 | 1664 | 1665 | 1666 | 1667 | 1668 | 1669 | 1670 | 1671 | 1672 | 1673 | 1674 | 1675 | 1676 | 1677 | 1678 | 1679 | 1680 | 1681 | 1682 | 1683 | 1684 | 1685 | 1686 | 1687 | 1688 | 1689 | 1690 | 1691 | 1692 | 1693 | 1694 | 1695 | 1696 | 1697 | 1698 | 1699 | 1700 | 1701 | 1702 | 1703 | 1704 | 1705 | 1706 | 1707 | 1708 | 1709 | 1710 | 1711 | 1712 | 1713 | 1714 | 1715 | 1716 | 1717 | 1718 | 1719 | 1720 | 1721 | 1722 | 1723 | 1724 | 1725 | 1726 | 1727 | 1728 | 1729 | 1730 | 1731 | 1732 | 1733 | 1734 | 1735 | 1736 | 1737 | 1738 | 1739 | 1740 | 1741 | 1742 | 1743 | 1744 | 1745 | 1746 | 1747 | 1748 | 1749 | 1750 | 1751 | 1752 | 1753 | 1754 | 1755 | 1756 | 1757 | 1758 | 1759 | 1760 | 1761 | 1762 | 1763 | 1764 | 1765 | 1766 | 1767 | 1768 | 1769 | 1770 | 1771 | 1772 | 1773 | 1774 | 1775 | 1776 | 1777 | 1778 | 1779 | 1780 | 1781 | 1782 | 1783 | 1784 | 1785 | 1786 | 1787 | 1788 | 1789 | 1790 | 1791 | 1792 | 1793 | 1794 | 1795 | 1796 | 1797 | 1798 | 1799 | 1800 | 1801 | 1802 | 1803 | 1804 | 1805 | 1806 | 1807 | 1808 | 1809 | 1810 | 1811 | 1812 | 1813 | 1814 | 1815 | 1816 | 1817 | 1818 | 1819 | 1820 | 1821 | 1822 | 1823 | 1824 | 1825 | 1826 | 1827 | 1828 | 1829 | 1830 | 1831 | 1832 | 1833 | 1834 | 1835 | 1836 | 1837 | 1838 | 1839 | 1840 | 1841 | 1842 | 1843 | 1844 | 1845 | 1846 | 1847 | 1848 | 1849 | 1850 | 1851 | 1852 | 1853 | 1854 | 1855 | 1856 | 1857 | 1858 | 1859 | 1860 | 1861 | 1862 | 1863 | 1864 | 1865 | 1866 | 1867 | 1868 | 1869 | 1870 | 1871 | 1872 | 1873 | 1874 | 1875 | 1876 | 1877 | 1878 | 1879 | 1880 | 1881 | 1882 | 1883 | 1884 | 1885 | 1886 | 1887 | 1888 | 1889 | 1890 | 1891 | 1892 | 1893 | 1894 | 1895 | 1896 | 1897 | 1898 | 1899 | 1900 | 1901 | 1902 | 1903 | 1904 | 1905 | 1906 | 1907 | 1908 | 1909 | 1910 | 1911 | 1912 | 1913 | 1914 | 1915 | 1916 | 1917 | 1918 | 1919 | 1920 | 1921 | 1922 | 1923 | 1924 | 1925 | 1926 | 1927 | 1928 | 1929 | 1930 | 1931 | 1932 | 1933 | 1934 | 1935 | 1936 | 1937 | 1938 | 1939 | 1940 | 1941 | 1942 | 1943 | 1944 | 1945 | 1946 | 1947 | 1948 | 1949 | 1950 | 1951 | 1952 | 1953 | 1954 | 1955 | 1956 | 1957 | 1958 | 1959 | 1960 | 1961 | 1962 | 1963 | 1964 | 1965 | 1966 | 1967 | 1968 | 1969 | 1970 | 1971 | 1972 | 1973 | 1974 | 1975 | 1976 | 1977 | 1978 | 1979 | 1980 | 1981 | 1982 | 1983 | 1984 | 1985 | 1986 | 1987 | 1988 | 1989 | 1990 | 1991 | 1992 | 1993 | 1994 | 1995 | 1996 | 1997 | 1998 | 1999 | 2000
Run
Settings
Heat demand
Isolatie label
Heat supply
Natural gas boiler
Green gas boiler
Electric heat pump
Hybrid heat pump
District heating
District heating temperature
Electricity supply
Rooftop solar PV
Electricity demand
Electric cooking
Electric vehicle
Home battery
Cost settings
Simulation year
Demand management
Charging type
Net metering
Boiler heating strategy
Results
Societal costs
Total annual costs
Heating system annual costs
Electricity system annual costs
Insulation annual costs
Costs per household
Total annual costs
Heating system annual costs
Electricity system annual costs
Insulation annual costs
Costs LCOE
Total
Heating
Electricity
Insulation
Infrastructure
Overloaded transformers (#)
Overloaded transformers (total hours)
Overloaded transformers (%)
Overloaded transformers (hours per trafo)
Energy total
Renewable energy (%)
Self consumption (%)
CO2-emissions (kton)
Primary energy demand (GWh)
Final energy demand (GWh)
Heating demand (GWh)
Electricity demand (GWh)
Energy per Household
Primary energy demand (kWh)
Final energy demand (kWh)
Heating demand (kWh)
Electricity demand (kWh)
| Natural gas | Green gas | Electric heat pump | Hybrid heat pump | LT district heating | MT district heating | A
Natural gas | 0 | 0 | 0 | 0 | 0 |  | B
Green gas | 0 | 0 | 0 | 0 | 0 |  | C
Electric heat pump | 0 | 0 | 0 | 0 | 0 |  | D
Hybrid heat pump | 0 | 0 | 0 | 0 | 0 |  | current
LT district heating | 0 | 0 | 0 | 0 | 0
MT district heating | 0 | 0 | 0 | #REF! | #REF!
Total annual costs per household | 10% | 25% | 50% | 75% | 100%
Natural gas | 0 | 0 | 0 | 0 | 0
Green gas | 0 | 0 | 0 | 0 | 0
Electric heat pump | 0 | 0 | 0 | 0 | 0
Hybrid heat pump | 0 | 0 | 0 | 0 | 0
Low-temperature district heating | 0 | 0 | 0 | 0 | 0
Medium-temperature district heating | 0 | 0 | 0 | #REF! | #REF!
Overloaded transformers (#) | 10% | 25% | 50% | 75% | 100%
Natural gas | 0 | 0 | 0 | 0 | 0
Green gas | 0 | 0 | 0 | 0 | 0
Electric heat pump | 0 | 0 | 0 | 0 | 0
Hybrid heat pump | 0 | 0 | 0 | 0 | 0
Low-temperature district heating | 0 | 0 | 0 | 0 | 0
Medium-temperature district heating | 0 | 0 | 0 | #REF! | #REF!
Overloaded transformers (total hours) | 10% | 25% | 50% | 75% | 100%
Natural gas | 0 | 0 | 0 | 0 | 0
Green gas | 0 | 0 | 0 | 0 | 0
Electric heat pump | 0 | 0 | 0 | 0 | 0
Hybrid heat pump | 0 | 0 | 0 | 0 | 0
Low-temperature district heating | 0 | 0 | 0 | 0 | 0
Medium-temperature district heating | 0 | 0 | 0 | #REF! | #REF!
Renewable energy (%)
Natural gas | 0 | 0 | 0 | 0 | 0
Green gas | 0 | 0 | 0 | 0 | 0
Electric heat pump | 0 | 0 | 0 | 0 | 0
Hybrid heat pump | 0 | 0 | 0 | 0 | 0
Low-temperature district heating | 0 | 0 | 0 | 0 | 0
Medium-temperature district heating | 0 | 0 | 0 | #REF! | #REF!
Self consumption (%) | 10% | 25% | 50% | 75% | 100%
Natural gas | 0 | 0 | 0 | 0 | 0
Green gas | 0 | 0 | 0 | 0 | 0
Electric heat pump | 0 | 0 | 0 | 0 | 0
Hybrid heat pump | 0 | 0 | 0 | 0 | 0
Low-temperature district heating | 0 | 0 | 0 | 0 | 0
Medium-temperature district heating | 0 | 0 | 0 | #REF! | #REF!
CO2-emissions (kton) | 10% | 25% | 50% | 75% | 100%
Natural gas | 0 | 0 | 0 | 0 | 0
Green gas | 0 | 0 | 0 | 0 | 0
Electric heat pump | 0 | 0 | 0 | 0 | 0
Hybrid heat pump | 0 | 0 | 0 | 0 | 0
Low-temperature district heating | 0 | 0 | 0 | 0 | 0
Medium-temperature district heating | 0 | 0 | 0 | #REF! | #REF!
Avoided CO2-emissions (kton) | 10% | 25% | 50% | 75% | 100%
Natural gas | 0 | 0 | 0 | 0 | 0
Green gas | 0 | 0 | 0 | 0 | 0
Electric heat pump | 0 | 0 | 0 | 0 | 0
Hybrid heat pump | 0 | 0 | 0 | 0 | 0
Low-temperature district heating | 0 | 0 | 0 | 0 | 0
Medium-temperature district heating | 0 | 0 | 0 | #REF! | #REF!
Costs per avoided emissions (k€/ton) | 10% | 25% | 50% | 75% | 100%
Natural gas | 0 | 0 | 0 | 0 | 0
Green gas | 0 | 0 | 0 | 0 | 0
Electric heat pump | 0 | 0 | 0 | 0 | 0
Hybrid heat pump | 0 | 0 | 0 | 0 | 0
Low-temperature district heating | 0 | 0 | 0 | 0 | 0
Medium-temperature district heating | 0 | 0 | 0 | 0 | 0
Costs per avoided trafo upgrade (k€/trafo) | 10% | 25% | 50% | 75% | 100%
Natural gas | 0 | 0 | 0 | 0 | 0
Green gas | 0 | 0 | 0 | 0 | 0
Electric heat pump | 0 | 0 | 0 | 0 | 0
Hybrid heat pump | 0 | 0 | 0 | 0 | 0
Low-temperature district heating | 0 | 0 | 0 | 0 | 0
Medium-temperature district heating | 0 | 0 | 0 | 0 | 0
Total annual costs (mil. €) | 10% |  |  | 25% |  |  | 50% |  |  | 75% |  |  | 100%
| s1 | s2 | s3 | s1 | s2 | s3 | s1 | s2 | s3 | s1 | s2 | s3 | s1 | s2 | s3 |  |  | s1 | s2 | s3
Natural gas | 0 | #REF! | #REF! | 0 | #REF! | #REF! | 0 | #REF! | #REF! | 0 | #REF! | #REF! | 0 | #REF! | #REF! |  | 10% | 3.02 | 2.98 | 3.02
Green gas | 0 | #REF! | #REF! | 0 | #REF! | #REF! | 0 | #REF! | #REF! | 0 | #REF! | #REF! | 0 | #REF! | #REF! |  | 25% | 3.02 | 2.93 | 3.07
Electric heat pump | 0 | #REF! | #REF! | 0 | #REF! | #REF! | 0 | #REF! | #REF! | 0 | #REF! | #REF! | 0 | #REF! | #REF! |  | 50% | 3.02 | 2.83 | 3.14
Hybrid heat pump | 0 | #REF! | #REF! | 0 | #REF! | #REF! | 0 | #REF! | #REF! | 0 | #REF! | #REF! | 0 | #REF! | #REF! |  | 75% | 3.02 | 2.74 | 3.27
Low-temperature district heating | 0 | #REF! | #REF! | 0 | #REF! | #REF! | 0 | #REF! | #REF! | 0 | #REF! | #REF! | 0 | #REF! | #REF! |  | 100% | 3.02 | 2.65 | 3.4
Medium-temperature district heating | 0 | #REF! | #REF! | 0 | #REF! | #REF! | 0 | #REF! | #REF! | #REF! | #REF! | #REF! | 0 | #REF! | #REF!
Total annual costs per household | 10% s1: 10%; 25% s1: 25%; 50% s1: 50%; 75% s1: 75%; 100% s1: 100%
| s1 | s2 | s3 | s1 | s2 | s3 | s1 | s2 | s3 | s1 | s2 | s3 | s1 | s2 | s3
Natural gas | 0 | #REF! | #REF! | 0 | #REF! | #REF! | 0 | #REF! | #REF! | 0 | #REF! | #REF! | 0 | #REF! | #REF!
Green gas | 0 | #REF! | #REF! | 0 | #REF! | #REF! | 0 | #REF! | #REF! | 0 | #REF! | #REF! | 0 | #REF! | #REF!
Electric heat pump | 0 | #REF! | #REF! | 0 | #REF! | #REF! | 0 | #REF! | #REF! | 0 | #REF! | #REF! | 0 | #REF! | #REF!
Hybrid heat pump | 0 | #REF! | #REF! | 0 | #REF! | #REF! | 0 | #REF! | #REF! | 0 | #REF! | #REF! | 0 | #REF! | #REF!
Low-temperature district heating | 0 | #REF! | #REF! | 0 | #REF! | #REF! | 0 | #REF! | #REF! | 0 | #REF! | #REF! | 0 | #REF! | #REF!
Medium-temperature district heating | 0 | #REF! | #REF! | 0 | #REF! | #REF! | 0 | #REF! | #REF! | #REF! | #REF! | #REF! | 0 | #REF! | #REF!
Overloaded transformers (#) | 10% s1: 10%; 25% s1: 25%; 50% s1: 50%; 75% s1: 75%; 100% s1: 100%
| s1 | s2 | s3 | s1 | s2 | s3 | s1 | s2 | s3 | s1 | s2 | s3 | s1 | s2 | s3
Natural gas | 0 | #REF! | #REF! | 0 | #REF! | #REF! | 0 | #REF! | #REF! | 0 | #REF! | #REF! | 0 | #REF! | #REF!
Green gas | 0 | #REF! | #REF! | 0 | #REF! | #REF! | 0 | #REF! | #REF! | 0 | #REF! | #REF! | 0 | #REF! | #REF!
Electric heat pump | 0 | #REF! | #REF! | 0 | #REF! | #REF! | 0 | #REF! | #REF! | 0 | #REF! | #REF! | 0 | #REF! | #REF!
Hybrid heat pump | 0 | #REF! | #REF! | 0 | #REF! | #REF! | 0 | #REF! | #REF! | 0 | #REF! | #REF! | 0 | #REF! | #REF!
Low-temperature district heating | 0 | #REF! | #REF! | 0 | #REF! | #REF! | 0 | #REF! | #REF! | 0 | #REF! | #REF! | 0 | #REF! | #REF!
Medium-temperature district heating | 0 | #REF! | #REF! | 0 | #REF! | #REF! | 0 | #REF! | #REF! | #REF! | #REF! | #REF! | 0 | #REF! | #REF!
Overloaded transformers (total hours) | 10% s1: 10%; 25% s1: 25%; 50% s1: 50%; 75% s1: 75%; 100% s1: 100%
| s1 | s2 | s3 | s1 | s2 | s3 | s1 | s2 | s3 | s1 | s2 | s3 | s1 | s2 | s3
Natural gas | 0 | #REF! | #REF! | 0 | #REF! | #REF! | 0 | #REF! | #REF! | 0 | #REF! | #REF! | 0 | #REF! | #REF!
Green gas | 0 | #REF! | #REF! | 0 | #REF! | #REF! | 0 | #REF! | #REF! | 0 | #REF! | #REF! | 0 | #REF! | #REF!
Electric heat pump | 0 | #REF! | #REF! | 0 | #REF! | #REF! | 0 | #REF! | #REF! | 0 | #REF! | #REF! | 0 | #REF! | #REF!
Hybrid heat pump | 0 | #REF! | #REF! | 0 | #REF! | #REF! | 0 | #REF! | #REF! | 0 | #REF! | #REF! | 0 | #REF! | #REF!
Low-temperature district heating | 0 | #REF! | #REF! | 0 | #REF! | #REF! | 0 | #REF! | #REF! | 0 | #REF! | #REF! | 0 | #REF! | #REF!
Medium-temperature district heating | 0 | #REF! | #REF! | 0 | #REF! | #REF! | 0 | #REF! | #REF! | #REF! | #REF! | #REF! | 0 | #REF! | #REF!
Renewable energy (%) | 10% s1: 10%; 25% s1: 25%; 50% s1: 50%; 75% s1: 75%; 100% s1: 100%
| s1 | s2 | s3 | s1 | s2 | s3 | s1 | s2 | s3 | s1 | s2 | s3 | s1 | s2 | s3
Natural gas | 0 | #REF! | #REF! | 0 | #REF! | #REF! | 0 | #REF! | #REF! | 0 | #REF! | #REF! | 0 | #REF! | #REF!
Green gas | 0 | #REF! | #REF! | 0 | #REF! | #REF! | 0 | #REF! | #REF! | 0 | #REF! | #REF! | 0 | #REF! | #REF!
Electric heat pump | 0 | #REF! | #REF! | 0 | #REF! | #REF! | 0 | #REF! | #REF! | 0 | #REF! | #REF! | 0 | #REF! | #REF!
Hybrid heat pump | 0 | #REF! | #REF! | 0 | #REF! | #REF! | 0 | #REF! | #REF! | 0 | #REF! | #REF! | 0 | #REF! | #REF!
Low-temperature district heating | 0 | #REF! | #REF! | 0 | #REF! | #REF! | 0 | #REF! | #REF! | 0 | #REF! | #REF! | 0 | #REF! | #REF!
Medium-temperature district heating | 0 | #REF! | #REF! | 0 | #REF! | #REF! | 0 | #REF! | #REF! | #REF! | #REF! | #REF! | 0 | #REF! | #REF!
Self consumption (%) | 10% s1: 10%; 25% s1: 25%; 50% s1: 50%; 75% s1: 75%; 100% s1: 100%
| s1 | s2 | s3 | s1 | s2 | s3 | s1 | s2 | s3 | s1 | s2 | s3 | s1 | s2 | s3
Natural gas | 0 | #REF! | #REF! | 0 | #REF! | #REF! | 0 | #REF! | #REF! | 0 | #REF! | #REF! | 0 | #REF! | #REF!
Green gas | 0 | #REF! | #REF! | 0 | #REF! | #REF! | 0 | #REF! | #REF! | 0 | #REF! | #REF! | 0 | #REF! | #REF!
Electric heat pump | 0 | #REF! | #REF! | 0 | #REF! | #REF! | 0 | #REF! | #REF! | 0 | #REF! | #REF! | 0 | #REF! | #REF!
Hybrid heat pump | 0 | #REF! | #REF! | 0 | #REF! | #REF! | 0 | #REF! | #REF! | 0 | #REF! | #REF! | 0 | #REF! | #REF!
Low-temperature district heating | 0 | #REF! | #REF! | 0 | #REF! | #REF! | 0 | #REF! | #REF! | 0 | #REF! | #REF! | 0 | #REF! | #REF!
Medium-temperature district heating | 0 | #REF! | #REF! | 0 | #REF! | #REF! | 0 | #REF! | #REF! | #REF! | #REF! | #REF! | 0 | #REF! | #REF!
CO2-emissions (kton) | 10% s1: 10%; 25% s1: 25%; 50% s1: 50%; 75% s1: 75%; 100% s1: 100%
| s1 | s2 | s3 | s1 | s2 | s3 | s1 | s2 | s3 | s1 | s2 | s3 | s1 | s2 | s3
Natural gas | 0 | #REF! | #REF! | 0 | #REF! | #REF! | 0 | #REF! | #REF! | 0 | #REF! | #REF! | 0 | #REF! | #REF!
Green gas | 0 | #REF! | #REF! | 0 | #REF! | #REF! | 0 | #REF! | #REF! | 0 | #REF! | #REF! | 0 | #REF! | #REF!
Electric heat pump | 0 | #REF! | #REF! | 0 | #REF! | #REF! | 0 | #REF! | #REF! | 0 | #REF! | #REF! | 0 | #REF! | #REF!
Hybrid heat pump | 0 | #REF! | #REF! | 0 | #REF! | #REF! | 0 | #REF! | #REF! | 0 | #REF! | #REF! | 0 | #REF! | #REF!
Low-temperature district heating | 0 | #REF! | #REF! | 0 | #REF! | #REF! | 0 | #REF! | #REF! | 0 | #REF! | #REF! | 0 | #REF! | #REF!
Medium-temperature district heating | 0 | #REF! | #REF! | 0 | #REF! | #REF! | 0 | #REF! | #REF! | #REF! | #REF! | #REF! | 0 | #REF! | #REF!
Avoided CO2-emissions (kton) | 10% s1: 10%; 25% s1: 25%; 50% s1: 50%; 75% s1: 75%; 100% s1: 100%
| s1 | s2 | s3 | s1 | s2 | s3 | s1 | s2 | s3 | s1 | s2 | s3 | s1 | s2 | s3
Natural gas | 0 | #REF! | #REF! | 0 | #REF! | #REF! | 0 | #REF! | #REF! | 0 | #REF! | #REF! | 0 | #REF! | #REF!
Green gas | 0 | #REF! | #REF! | 0 | #REF! | #REF! | 0 | #REF! | #REF! | 0 | #REF! | #REF! | 0 | #REF! | #REF!
Electric heat pump | 0 | #REF! | #REF! | 0 | #REF! | #REF! | 0 | #REF! | #REF! | 0 | #REF! | #REF! | 0 | #REF! | #REF!
Hybrid heat pump | 0 | #REF! | #REF! | 0 | #REF! | #REF! | 0 | #REF! | #REF! | 0 | #REF! | #REF! | 0 | #REF! | #REF!
Low-temperature district heating | 0 | #REF! | #REF! | 0 | #REF! | #REF! | 0 | #REF! | #REF! | 0 | #REF! | #REF! | 0 | #REF! | #REF!
Medium-temperature district heating | 0 | #REF! | #REF! | 0 | #REF! | #REF! | 0 | #REF! | #REF! | #REF! | #REF! | #REF! | 0 | #REF! | #REF!
Costs per avoided emissions (k€/ton) | 10% s1: 10%; 25% s1: 25%; 50% s1: 50%; 75% s1: 75%; 100% s1: 100%
| s1 | s2 | s3 | s1 | s2 | s3 | s1 | s2 | s3 | s1 | s2 | s3 | s1 | s2 | s3
Natural gas | 0 | #REF! | #REF! | 0 | #REF! | #REF! | 0 | #REF! | #REF! | 0 | #REF! | #REF! | 0 | #REF! | #REF!
Green gas | 0 | #REF! | #REF! | 0 | #REF! | #REF! | 0 | #REF! | #REF! | 0 | #REF! | #REF! | 0 | #REF! | #REF!
Electric heat pump | 0 | #REF! | #REF! | 0 | #REF! | #REF! | 0 | #REF! | #REF! | 0 | #REF! | #REF! | 0 | #REF! | #REF!
Hybrid heat pump | 0 | #REF! | #REF! | 0 | #REF! | #REF! | 0 | #REF! | #REF! | 0 | #REF! | #REF! | 0 | #REF! | #REF!
Low-temperature district heating | 0 | #REF! | #REF! | 0 | #REF! | #REF! | 0 | #REF! | #REF! | 0 | #REF! | #REF! | 0 | #REF! | #REF!
Medium-temperature district heating | 0 | #REF! | #REF! | 0 | #REF! | #REF! | 0 | #REF! | #REF! | 0 | #REF! | #REF! | 0 | #REF! | #REF!
Costs per avoided trafo upgrade (k€/trafo) | 10% s1: 0.1; 25% s1: 0.25; 50% s1: 0.5; 75% s1: 0.75; 100% s1: 1
| s1 | s2 | s3 | s1 | s2 | s3 | s1 | s2 | s3 | s1 | s2 | s3 | s1 | s2 | s3
Natural gas | 0 | #REF! | #REF! | 0 | #REF! | #REF! | 0 | #REF! | #REF! | 0 | #REF! | #REF! | 0 | #REF! | #REF!
Green gas | 0 | #REF! | #REF! | 0 | #REF! | #REF! | 0 | #REF! | #REF! | 0 | #REF! | #REF! | 0 | #REF! | #REF!
Electric heat pump | 0 | #REF! | #REF! | 0 | #REF! | #REF! | 0 | #REF! | #REF! | 0 | #REF! | #REF! | 0 | #REF! | #REF!
Hybrid heat pump | 0 | #REF! | #REF! | 0 | #REF! | #REF! | 0 | #REF! | #REF! | 0 | #REF! | #REF! | 0 | #REF! | #REF!
Low-temperature district heating | 0 | #REF! | #REF! | 0 | #REF! | #REF! | 0 | #REF! | #REF! | 0 | #REF! | #REF! | 0 | #REF! | #REF!
Medium-temperature district heating | 0 | #REF! | #REF! | 0 | #REF! | #REF! | 0 | #REF! | #REF! | 0 | #REF! | #REF! | 0 | #REF! | #REF!
Deze grafiek is niet beschikbaar in uw versie van Excel. Als u deze vorm bewerkt of deze werkmap opslaat in een andere bestandsindeling, wordt de grafiek onherstelbaar beschadigd.

## monte-carlo r4.1
Title | 2001 | 2002 | 2003 | 2004 | 2005 | 2006 | 2007 | 2008 | 2009 | 2010 | 2011 | 2012 | 2013 | 2014 | 2015 | 2016 | 2017 | 2018 | 2019 | 2020 | 2021 | 2022 | 2023 | 2024 | 2025 | 2026 | 2027 | 2028 | 2029 | 2030 | 2031 | 2032 | 2033 | 2034 | 2035 | 2036 | 2037 | 2038 | 2039 | 2040 | 2041 | 2042 | 2043 | 2044 | 2045 | 2046 | 2047 | 2048 | 2049 | 2050 | 2051 | 2052 | 2053 | 2054 | 2055 | 2056 | 2057 | 2058 | 2059 | 2060 | 2061 | 2062 | 2063 | 2064 | 2065 | 2066 | 2067 | 2068 | 2069 | 2070 | 2071 | 2072 | 2073 | 2074 | 2075 | 2076 | 2077 | 2078 | 2079 | 2080 | 2081 | 2082 | 2083 | 2084 | 2085 | 2086 | 2087 | 2088 | 2089 | 2090 | 2091 | 2092 | 2093 | 2094 | 2095 | 2096 | 2097 | 2098 | 2099 | 2100 | 2101 | 2102 | 2103 | 2104 | 2105 | 2106 | 2107 | 2108 | 2109 | 2110 | 2111 | 2112 | 2113 | 2114 | 2115 | 2116 | 2117 | 2118 | 2119 | 2120 | 2121 | 2122 | 2123 | 2124 | 2125 | 2126 | 2127 | 2128 | 2129 | 2130 | 2131 | 2132 | 2133 | 2134 | 2135 | 2136 | 2137 | 2138 | 2139 | 2140 | 2141 | 2142 | 2143 | 2144 | 2145 | 2146 | 2147 | 2148 | 2149 | 2150 | 2151 | 2152 | 2153 | 2154 | 2155 | 2156 | 2157 | 2158 | 2159 | 2160 | 2161 | 2162 | 2163 | 2164 | 2165 | 2166 | 2167 | 2168 | 2169 | 2170 | 2171 | 2172 | 2173 | 2174 | 2175 | 2176 | 2177 | 2178 | 2179 | 2180 | 2181 | 2182 | 2183 | 2184 | 2185 | 2186 | 2187 | 2188 | 2189 | 2190 | 2191 | 2192 | 2193 | 2194 | 2195 | 2196 | 2197 | 2198 | 2199 | 2200 | 2201 | 2202 | 2203 | 2204 | 2205 | 2206 | 2207 | 2208 | 2209 | 2210 | 2211 | 2212 | 2213 | 2214 | 2215 | 2216 | 2217 | 2218 | 2219 | 2220 | 2221 | 2222 | 2223 | 2224 | 2225 | 2226 | 2227 | 2228 | 2229 | 2230 | 2231 | 2232 | 2233 | 2234 | 2235 | 2236 | 2237 | 2238 | 2239 | 2240 | 2241 | 2242 | 2243 | 2244 | 2245 | 2246 | 2247 | 2248 | 2249 | 2250 | 2251 | 2252 | 2253 | 2254 | 2255 | 2256 | 2257 | 2258 | 2259 | 2260 | 2261 | 2262 | 2263 | 2264 | 2265 | 2266 | 2267 | 2268 | 2269 | 2270 | 2271 | 2272 | 2273 | 2274 | 2275 | 2276 | 2277 | 2278 | 2279 | 2280 | 2281 | 2282 | 2283 | 2284 | 2285 | 2286 | 2287 | 2288 | 2289 | 2290 | 2291 | 2292 | 2293 | 2294 | 2295 | 2296 | 2297 | 2298 | 2299 | 2300 | 2301 | 2302 | 2303 | 2304 | 2305 | 2306 | 2307 | 2308 | 2309 | 2310 | 2311 | 2312 | 2313 | 2314 | 2315 | 2316 | 2317 | 2318 | 2319 | 2320 | 2321 | 2322 | 2323 | 2324 | 2325 | 2326 | 2327 | 2328 | 2329 | 2330 | 2331 | 2332 | 2333 | 2334 | 2335 | 2336 | 2337 | 2338 | 2339 | 2340 | 2341 | 2342 | 2343 | 2344 | 2345 | 2346 | 2347 | 2348 | 2349 | 2350 | 2351 | 2352 | 2353 | 2354 | 2355 | 2356 | 2357 | 2358 | 2359 | 2360 | 2361 | 2362 | 2363 | 2364 | 2365 | 2366 | 2367 | 2368 | 2369 | 2370 | 2371 | 2372 | 2373 | 2374 | 2375 | 2376 | 2377 | 2378 | 2379 | 2380 | 2381 | 2382 | 2383 | 2384 | 2385 | 2386 | 2387 | 2388 | 2389 | 2390 | 2391 | 2392 | 2393 | 2394 | 2395 | 2396 | 2397 | 2398 | 2399 | 2400 | 2401 | 2402 | 2403 | 2404 | 2405 | 2406 | 2407 | 2408 | 2409 | 2410 | 2411 | 2412 | 2413 | 2414 | 2415 | 2416 | 2417 | 2418 | 2419 | 2420 | 2421 | 2422 | 2423 | 2424 | 2425 | 2426 | 2427 | 2428 | 2429 | 2430 | 2431 | 2432 | 2433 | 2434 | 2435 | 2436 | 2437 | 2438 | 2439 | 2440 | 2441 | 2442 | 2443 | 2444 | 2445 | 2446 | 2447 | 2448 | 2449 | 2450 | 2451 | 2452 | 2453 | 2454 | 2455 | 2456 | 2457 | 2458 | 2459 | 2460 | 2461 | 2462 | 2463 | 2464 | 2465 | 2466 | 2467 | 2468 | 2469 | 2470 | 2471 | 2472 | 2473 | 2474 | 2475 | 2476 | 2477 | 2478 | 2479 | 2480 | 2481 | 2482 | 2483 | 2484 | 2485 | 2486 | 2487 | 2488 | 2489 | 2490 | 2491 | 2492 | 2493 | 2494 | 2495 | 2496 | 2497 | 2498 | 2499 | 2500 | 2501 | 2502 | 2503 | 2504 | 2505 | 2506 | 2507 | 2508 | 2509 | 2510 | 2511 | 2512 | 2513 | 2514 | 2515 | 2516 | 2517 | 2518 | 2519 | 2520 | 2521 | 2522 | 2523 | 2524 | 2525 | 2526 | 2527 | 2528 | 2529 | 2530 | 2531 | 2532 | 2533 | 2534 | 2535 | 2536 | 2537 | 2538 | 2539 | 2540 | 2541 | 2542 | 2543 | 2544 | 2545 | 2546 | 2547 | 2548 | 2549 | 2550 | 2551 | 2552 | 2553 | 2554 | 2555 | 2556 | 2557 | 2558 | 2559 | 2560 | 2561 | 2562 | 2563 | 2564 | 2565 | 2566 | 2567 | 2568 | 2569 | 2570 | 2571 | 2572 | 2573 | 2574 | 2575 | 2576 | 2577 | 2578 | 2579 | 2580 | 2581 | 2582 | 2583 | 2584 | 2585 | 2586 | 2587 | 2588 | 2589 | 2590 | 2591 | 2592 | 2593 | 2594 | 2595 | 2596 | 2597 | 2598 | 2599 | 2600 | 2601 | 2602 | 2603 | 2604 | 2605 | 2606 | 2607 | 2608 | 2609 | 2610 | 2611 | 2612 | 2613 | 2614 | 2615 | 2616 | 2617 | 2618 | 2619 | 2620 | 2621 | 2622 | 2623 | 2624 | 2625 | 2626 | 2627 | 2628 | 2629 | 2630 | 2631 | 2632 | 2633 | 2634 | 2635 | 2636 | 2637 | 2638 | 2639 | 2640 | 2641 | 2642 | 2643 | 2644 | 2645 | 2646 | 2647 | 2648 | 2649 | 2650 | 2651 | 2652 | 2653 | 2654 | 2655 | 2656 | 2657 | 2658 | 2659 | 2660 | 2661 | 2662 | 2663 | 2664 | 2665 | 2666 | 2667 | 2668 | 2669 | 2670 | 2671 | 2672 | 2673 | 2674 | 2675 | 2676 | 2677 | 2678 | 2679 | 2680 | 2681 | 2682 | 2683 | 2684 | 2685 | 2686 | 2687 | 2688 | 2689 | 2690 | 2691 | 2692 | 2693 | 2694 | 2695 | 2696 | 2697 | 2698 | 2699 | 2700 | 2701 | 2702 | 2703 | 2704 | 2705 | 2706 | 2707 | 2708 | 2709 | 2710 | 2711 | 2712 | 2713 | 2714 | 2715 | 2716 | 2717 | 2718 | 2719 | 2720 | 2721 | 2722 | 2723 | 2724 | 2725 | 2726 | 2727 | 2728 | 2729 | 2730 | 2731 | 2732 | 2733 | 2734 | 2735 | 2736 | 2737 | 2738 | 2739 | 2740 | 2741 | 2742 | 2743 | 2744 | 2745 | 2746 | 2747 | 2748 | 2749 | 2750 | 2751 | 2752 | 2753 | 2754 | 2755 | 2756 | 2757 | 2758 | 2759 | 2760 | 2761 | 2762 | 2763 | 2764 | 2765 | 2766 | 2767 | 2768 | 2769 | 2770 | 2771 | 2772 | 2773 | 2774 | 2775 | 2776 | 2777 | 2778 | 2779 | 2780 | 2781 | 2782 | 2783 | 2784 | 2785 | 2786 | 2787 | 2788 | 2789 | 2790 | 2791 | 2792 | 2793 | 2794 | 2795 | 2796 | 2797 | 2798 | 2799 | 2800 | 2801 | 2802 | 2803 | 2804 | 2805 | 2806 | 2807 | 2808 | 2809 | 2810 | 2811 | 2812 | 2813 | 2814 | 2815 | 2816 | 2817 | 2818 | 2819 | 2820 | 2821 | 2822 | 2823 | 2824 | 2825 | 2826 | 2827 | 2828 | 2829 | 2830 | 2831 | 2832 | 2833 | 2834 | 2835 | 2836 | 2837 | 2838 | 2839 | 2840 | 2841 | 2842 | 2843 | 2844 | 2845 | 2846 | 2847 | 2848 | 2849 | 2850 | 2851 | 2852 | 2853 | 2854 | 2855 | 2856 | 2857 | 2858 | 2859 | 2860 | 2861 | 2862 | 2863 | 2864 | 2865 | 2866 | 2867 | 2868 | 2869 | 2870 | 2871 | 2872 | 2873 | 2874 | 2875 | 2876 | 2877 | 2878 | 2879 | 2880 | 2881 | 2882 | 2883 | 2884 | 2885 | 2886 | 2887 | 2888 | 2889 | 2890 | 2891 | 2892 | 2893 | 2894 | 2895 | 2896 | 2897 | 2898 | 2899 | 2900 | 2901 | 2902 | 2903 | 2904 | 2905 | 2906 | 2907 | 2908 | 2909 | 2910 | 2911 | 2912 | 2913 | 2914 | 2915 | 2916 | 2917 | 2918 | 2919 | 2920 | 2921 | 2922 | 2923 | 2924 | 2925 | 2926 | 2927 | 2928 | 2929 | 2930 | 2931 | 2932 | 2933 | 2934 | 2935 | 2936 | 2937 | 2938 | 2939 | 2940 | 2941 | 2942 | 2943 | 2944 | 2945 | 2946 | 2947 | 2948 | 2949 | 2950 | 2951 | 2952 | 2953 | 2954 | 2955 | 2956 | 2957 | 2958 | 2959 | 2960 | 2961 | 2962 | 2963 | 2964 | 2965 | 2966 | 2967 | 2968 | 2969 | 2970 | 2971 | 2972 | 2973 | 2974 | 2975 | 2976 | 2977 | 2978 | 2979 | 2980 | 2981 | 2982 | 2983 | 2984 | 2985 | 2986 | 2987 | 2988 | 2989 | 2990 | 2991 | 2992 | 2993 | 2994 | 2995 | 2996 | 2997 | 2998 | 2999 | 3000
Run
Settings
Heat demand
Isolatie label
Heat supply
Natural gas boiler
Green gas boiler
Electric heat pump
Hybrid heat pump
District heating
District heating temperature
Electricity supply
Rooftop solar PV
Electricity demand
Electric cooking
Electric vehicle
Home battery
Cost settings
Simulation year
Demand management
Charging type
Net metering
Boiler heating strategy
Results
Societal costs
Total annual costs
Heating system annual costs
Electricity system annual costs
Insulation annual costs
Costs per household
Total annual costs
Heating system annual costs
Electricity system annual costs
Insulation annual costs
Costs LCOE
Total
Heating
Electricity
Insulation
Infrastructure
Overloaded transformers (#)
Overloaded transformers (total hours)
Overloaded transformers (%)
Overloaded transformers (hours per trafo)
Energy total
Renewable energy (%)
Self consumption (%)
CO2-emissions (kton)
Primary energy demand (GWh)
Final energy demand (GWh)
Heating demand (GWh)
Electricity demand (GWh)
Energy per Household
Primary energy demand (kWh)
Final energy demand (kWh)
Heating demand (kWh)
Electricity demand (kWh)
| Natural gas | Green gas | Electric heat pump | Hybrid heat pump | LT district heating | MT district heating | A
Natural gas | 0 | 0 | 0 | 0 | 0 |  | B
Green gas | 0 | 0 | 0 | 0 | 0 |  | C
Electric heat pump | 0 | 0 | 0 | 0 | 0 |  | D
Hybrid heat pump | 0 | 0 | 0 | 0 | 0 |  | current
LT district heating | 0 | 0 | 0 | 0 | 0
MT district heating | 0 | 0 | 0 | #REF! | #REF!
Total annual costs per household | 10% | 25% | 50% | 75% | 100%
Natural gas | 0 | 0 | 0 | 0 | 0
Green gas | 0 | 0 | 0 | 0 | 0
Electric heat pump | 0 | 0 | 0 | 0 | 0
Hybrid heat pump | 0 | 0 | 0 | 0 | 0
Low-temperature district heating | 0 | 0 | 0 | 0 | 0
Medium-temperature district heating | 0 | 0 | 0 | #REF! | #REF!
Overloaded transformers (#) | 10% | 25% | 50% | 75% | 100%
Natural gas | 0 | 0 | 0 | 0 | 0
Green gas | 0 | 0 | 0 | 0 | 0
Electric heat pump | 0 | 0 | 0 | 0 | 0
Hybrid heat pump | 0 | 0 | 0 | 0 | 0
Low-temperature district heating | 0 | 0 | 0 | 0 | 0
Medium-temperature district heating | 0 | 0 | 0 | #REF! | #REF!
Overloaded transformers (total hours) | 10% | 25% | 50% | 75% | 100%
Natural gas | 0 | 0 | 0 | 0 | 0
Green gas | 0 | 0 | 0 | 0 | 0
Electric heat pump | 0 | 0 | 0 | 0 | 0
Hybrid heat pump | 0 | 0 | 0 | 0 | 0
Low-temperature district heating | 0 | 0 | 0 | 0 | 0
Medium-temperature district heating | 0 | 0 | 0 | #REF! | #REF!
Renewable energy (%)
Natural gas | 0 | 0 | 0 | 0 | 0
Green gas | 0 | 0 | 0 | 0 | 0
Electric heat pump | 0 | 0 | 0 | 0 | 0
Hybrid heat pump | 0 | 0 | 0 | 0 | 0
Low-temperature district heating | 0 | 0 | 0 | 0 | 0
Medium-temperature district heating | 0 | 0 | 0 | #REF! | #REF!
Self consumption (%) | 10% | 25% | 50% | 75% | 100%
Natural gas | 0 | 0 | 0 | 0 | 0
Green gas | 0 | 0 | 0 | 0 | 0
Electric heat pump | 0 | 0 | 0 | 0 | 0
Hybrid heat pump | 0 | 0 | 0 | 0 | 0
Low-temperature district heating | 0 | 0 | 0 | 0 | 0
Medium-temperature district heating | 0 | 0 | 0 | #REF! | #REF!
CO2-emissions (kton) | 10% | 25% | 50% | 75% | 100%
Natural gas | 0 | 0 | 0 | 0 | 0
Green gas | 0 | 0 | 0 | 0 | 0
Electric heat pump | 0 | 0 | 0 | 0 | 0
Hybrid heat pump | 0 | 0 | 0 | 0 | 0
Low-temperature district heating | 0 | 0 | 0 | 0 | 0
Medium-temperature district heating | 0 | 0 | 0 | #REF! | #REF!
Avoided CO2-emissions (kton) | 10% | 25% | 50% | 75% | 100%
Natural gas | 0 | 0 | 0 | 0 | 0
Green gas | 0 | 0 | 0 | 0 | 0
Electric heat pump | 0 | 0 | 0 | 0 | 0
Hybrid heat pump | 0 | 0 | 0 | 0 | 0
Low-temperature district heating | 0 | 0 | 0 | 0 | 0
Medium-temperature district heating | 0 | 0 | 0 | #REF! | #REF!
Costs per avoided emissions (k€/ton) | 10% | 25% | 50% | 75% | 100%
Natural gas | 0 | 0 | 0 | 0 | 0
Green gas | 0 | 0 | 0 | 0 | 0
Electric heat pump | 0 | 0 | 0 | 0 | 0
Hybrid heat pump | 0 | 0 | 0 | 0 | 0
Low-temperature district heating | 0 | 0 | 0 | 0 | 0
Medium-temperature district heating | 0 | 0 | 0 | 0 | 0
Costs per avoided trafo upgrade (k€/trafo) | 10% | 25% | 50% | 75% | 100%
Natural gas | 0 | 0 | 0 | 0 | 0
Green gas | 0 | 0 | 0 | 0 | 0
Electric heat pump | 0 | 0 | 0 | 0 | 0
Hybrid heat pump | 0 | 0 | 0 | 0 | 0
Low-temperature district heating | 0 | 0 | 0 | 0 | 0
Medium-temperature district heating | 0 | 0 | 0 | 0 | 0
Total annual costs (mil. €) | 10% |  |  | 25% |  |  | 50% |  |  | 75% |  |  | 100%
| s1 | s2 | s3 | s1 | s2 | s3 | s1 | s2 | s3 | s1 | s2 | s3 | s1 | s2 | s3 |  |  | s1 | s2 | s3
Natural gas | 0 | #REF! | #REF! | 0 | #REF! | #REF! | 0 | #REF! | #REF! | 0 | #REF! | #REF! | 0 | #REF! | #REF! |  | 10% | 3.02 | 2.98 | 3.02
Green gas | 0 | #REF! | #REF! | 0 | #REF! | #REF! | 0 | #REF! | #REF! | 0 | #REF! | #REF! | 0 | #REF! | #REF! |  | 25% | 3.02 | 2.93 | 3.07
Electric heat pump | 0 | #REF! | #REF! | 0 | #REF! | #REF! | 0 | #REF! | #REF! | 0 | #REF! | #REF! | 0 | #REF! | #REF! |  | 50% | 3.02 | 2.83 | 3.14
Hybrid heat pump | 0 | #REF! | #REF! | 0 | #REF! | #REF! | 0 | #REF! | #REF! | 0 | #REF! | #REF! | 0 | #REF! | #REF! |  | 75% | 3.02 | 2.74 | 3.27
Low-temperature district heating | 0 | #REF! | #REF! | 0 | #REF! | #REF! | 0 | #REF! | #REF! | 0 | #REF! | #REF! | 0 | #REF! | #REF! |  | 100% | 3.02 | 2.65 | 3.4
Medium-temperature district heating | 0 | #REF! | #REF! | 0 | #REF! | #REF! | 0 | #REF! | #REF! | #REF! | #REF! | #REF! | 0 | #REF! | #REF!
Total annual costs per household | 10% s1: 10%; 25% s1: 25%; 50% s1: 50%; 75% s1: 75%; 100% s1: 100%
| s1 | s2 | s3 | s1 | s2 | s3 | s1 | s2 | s3 | s1 | s2 | s3 | s1 | s2 | s3
Natural gas | 0 | #REF! | #REF! | 0 | #REF! | #REF! | 0 | #REF! | #REF! | 0 | #REF! | #REF! | 0 | #REF! | #REF!
Green gas | 0 | #REF! | #REF! | 0 | #REF! | #REF! | 0 | #REF! | #REF! | 0 | #REF! | #REF! | 0 | #REF! | #REF!
Electric heat pump | 0 | #REF! | #REF! | 0 | #REF! | #REF! | 0 | #REF! | #REF! | 0 | #REF! | #REF! | 0 | #REF! | #REF!
Hybrid heat pump | 0 | #REF! | #REF! | 0 | #REF! | #REF! | 0 | #REF! | #REF! | 0 | #REF! | #REF! | 0 | #REF! | #REF!
Low-temperature district heating | 0 | #REF! | #REF! | 0 | #REF! | #REF! | 0 | #REF! | #REF! | 0 | #REF! | #REF! | 0 | #REF! | #REF!
Medium-temperature district heating | 0 | #REF! | #REF! | 0 | #REF! | #REF! | 0 | #REF! | #REF! | #REF! | #REF! | #REF! | 0 | #REF! | #REF!
Overloaded transformers (#) | 10% s1: 10%; 25% s1: 25%; 50% s1: 50%; 75% s1: 75%; 100% s1: 100%
| s1 | s2 | s3 | s1 | s2 | s3 | s1 | s2 | s3 | s1 | s2 | s3 | s1 | s2 | s3
Natural gas | 0 | #REF! | #REF! | 0 | #REF! | #REF! | 0 | #REF! | #REF! | 0 | #REF! | #REF! | 0 | #REF! | #REF!
Green gas | 0 | #REF! | #REF! | 0 | #REF! | #REF! | 0 | #REF! | #REF! | 0 | #REF! | #REF! | 0 | #REF! | #REF!
Electric heat pump | 0 | #REF! | #REF! | 0 | #REF! | #REF! | 0 | #REF! | #REF! | 0 | #REF! | #REF! | 0 | #REF! | #REF!
Hybrid heat pump | 0 | #REF! | #REF! | 0 | #REF! | #REF! | 0 | #REF! | #REF! | 0 | #REF! | #REF! | 0 | #REF! | #REF!
Low-temperature district heating | 0 | #REF! | #REF! | 0 | #REF! | #REF! | 0 | #REF! | #REF! | 0 | #REF! | #REF! | 0 | #REF! | #REF!
Medium-temperature district heating | 0 | #REF! | #REF! | 0 | #REF! | #REF! | 0 | #REF! | #REF! | #REF! | #REF! | #REF! | 0 | #REF! | #REF!
Overloaded transformers (total hours) | 10% s1: 10%; 25% s1: 25%; 50% s1: 50%; 75% s1: 75%; 100% s1: 100%
| s1 | s2 | s3 | s1 | s2 | s3 | s1 | s2 | s3 | s1 | s2 | s3 | s1 | s2 | s3
Natural gas | 0 | #REF! | #REF! | 0 | #REF! | #REF! | 0 | #REF! | #REF! | 0 | #REF! | #REF! | 0 | #REF! | #REF!
Green gas | 0 | #REF! | #REF! | 0 | #REF! | #REF! | 0 | #REF! | #REF! | 0 | #REF! | #REF! | 0 | #REF! | #REF!
Electric heat pump | 0 | #REF! | #REF! | 0 | #REF! | #REF! | 0 | #REF! | #REF! | 0 | #REF! | #REF! | 0 | #REF! | #REF!
Hybrid heat pump | 0 | #REF! | #REF! | 0 | #REF! | #REF! | 0 | #REF! | #REF! | 0 | #REF! | #REF! | 0 | #REF! | #REF!
Low-temperature district heating | 0 | #REF! | #REF! | 0 | #REF! | #REF! | 0 | #REF! | #REF! | 0 | #REF! | #REF! | 0 | #REF! | #REF!
Medium-temperature district heating | 0 | #REF! | #REF! | 0 | #REF! | #REF! | 0 | #REF! | #REF! | #REF! | #REF! | #REF! | 0 | #REF! | #REF!
Renewable energy (%) | 10% s1: 10%; 25% s1: 25%; 50% s1: 50%; 75% s1: 75%; 100% s1: 100%
| s1 | s2 | s3 | s1 | s2 | s3 | s1 | s2 | s3 | s1 | s2 | s3 | s1 | s2 | s3
Natural gas | 0 | #REF! | #REF! | 0 | #REF! | #REF! | 0 | #REF! | #REF! | 0 | #REF! | #REF! | 0 | #REF! | #REF!
Green gas | 0 | #REF! | #REF! | 0 | #REF! | #REF! | 0 | #REF! | #REF! | 0 | #REF! | #REF! | 0 | #REF! | #REF!
Electric heat pump | 0 | #REF! | #REF! | 0 | #REF! | #REF! | 0 | #REF! | #REF! | 0 | #REF! | #REF! | 0 | #REF! | #REF!
Hybrid heat pump | 0 | #REF! | #REF! | 0 | #REF! | #REF! | 0 | #REF! | #REF! | 0 | #REF! | #REF! | 0 | #REF! | #REF!
Low-temperature district heating | 0 | #REF! | #REF! | 0 | #REF! | #REF! | 0 | #REF! | #REF! | 0 | #REF! | #REF! | 0 | #REF! | #REF!
Medium-temperature district heating | 0 | #REF! | #REF! | 0 | #REF! | #REF! | 0 | #REF! | #REF! | #REF! | #REF! | #REF! | 0 | #REF! | #REF!
Self consumption (%) | 10% s1: 10%; 25% s1: 25%; 50% s1: 50%; 75% s1: 75%; 100% s1: 100%
| s1 | s2 | s3 | s1 | s2 | s3 | s1 | s2 | s3 | s1 | s2 | s3 | s1 | s2 | s3
Natural gas | 0 | #REF! | #REF! | 0 | #REF! | #REF! | 0 | #REF! | #REF! | 0 | #REF! | #REF! | 0 | #REF! | #REF!
Green gas | 0 | #REF! | #REF! | 0 | #REF! | #REF! | 0 | #REF! | #REF! | 0 | #REF! | #REF! | 0 | #REF! | #REF!
Electric heat pump | 0 | #REF! | #REF! | 0 | #REF! | #REF! | 0 | #REF! | #REF! | 0 | #REF! | #REF! | 0 | #REF! | #REF!
Hybrid heat pump | 0 | #REF! | #REF! | 0 | #REF! | #REF! | 0 | #REF! | #REF! | 0 | #REF! | #REF! | 0 | #REF! | #REF!
Low-temperature district heating | 0 | #REF! | #REF! | 0 | #REF! | #REF! | 0 | #REF! | #REF! | 0 | #REF! | #REF! | 0 | #REF! | #REF!
Medium-temperature district heating | 0 | #REF! | #REF! | 0 | #REF! | #REF! | 0 | #REF! | #REF! | #REF! | #REF! | #REF! | 0 | #REF! | #REF!
CO2-emissions (kton) | 10% s1: 10%; 25% s1: 25%; 50% s1: 50%; 75% s1: 75%; 100% s1: 100%
| s1 | s2 | s3 | s1 | s2 | s3 | s1 | s2 | s3 | s1 | s2 | s3 | s1 | s2 | s3
Natural gas | 0 | #REF! | #REF! | 0 | #REF! | #REF! | 0 | #REF! | #REF! | 0 | #REF! | #REF! | 0 | #REF! | #REF!
Green gas | 0 | #REF! | #REF! | 0 | #REF! | #REF! | 0 | #REF! | #REF! | 0 | #REF! | #REF! | 0 | #REF! | #REF!
Electric heat pump | 0 | #REF! | #REF! | 0 | #REF! | #REF! | 0 | #REF! | #REF! | 0 | #REF! | #REF! | 0 | #REF! | #REF!
Hybrid heat pump | 0 | #REF! | #REF! | 0 | #REF! | #REF! | 0 | #REF! | #REF! | 0 | #REF! | #REF! | 0 | #REF! | #REF!
Low-temperature district heating | 0 | #REF! | #REF! | 0 | #REF! | #REF! | 0 | #REF! | #REF! | 0 | #REF! | #REF! | 0 | #REF! | #REF!
Medium-temperature district heating | 0 | #REF! | #REF! | 0 | #REF! | #REF! | 0 | #REF! | #REF! | #REF! | #REF! | #REF! | 0 | #REF! | #REF!
Avoided CO2-emissions (kton) | 10% s1: 10%; 25% s1: 25%; 50% s1: 50%; 75% s1: 75%; 100% s1: 100%
| s1 | s2 | s3 | s1 | s2 | s3 | s1 | s2 | s3 | s1 | s2 | s3 | s1 | s2 | s3
Natural gas | 0 | #REF! | #REF! | 0 | #REF! | #REF! | 0 | #REF! | #REF! | 0 | #REF! | #REF! | 0 | #REF! | #REF!
Green gas | 0 | #REF! | #REF! | 0 | #REF! | #REF! | 0 | #REF! | #REF! | 0 | #REF! | #REF! | 0 | #REF! | #REF!
Electric heat pump | 0 | #REF! | #REF! | 0 | #REF! | #REF! | 0 | #REF! | #REF! | 0 | #REF! | #REF! | 0 | #REF! | #REF!
Hybrid heat pump | 0 | #REF! | #REF! | 0 | #REF! | #REF! | 0 | #REF! | #REF! | 0 | #REF! | #REF! | 0 | #REF! | #REF!
Low-temperature district heating | 0 | #REF! | #REF! | 0 | #REF! | #REF! | 0 | #REF! | #REF! | 0 | #REF! | #REF! | 0 | #REF! | #REF!
Medium-temperature district heating | 0 | #REF! | #REF! | 0 | #REF! | #REF! | 0 | #REF! | #REF! | #REF! | #REF! | #REF! | 0 | #REF! | #REF!
Costs per avoided emissions (k€/ton) | 10% s1: 10%; 25% s1: 25%; 50% s1: 50%; 75% s1: 75%; 100% s1: 100%
| s1 | s2 | s3 | s1 | s2 | s3 | s1 | s2 | s3 | s1 | s2 | s3 | s1 | s2 | s3
Natural gas | 0 | #REF! | #REF! | 0 | #REF! | #REF! | 0 | #REF! | #REF! | 0 | #REF! | #REF! | 0 | #REF! | #REF!
Green gas | 0 | #REF! | #REF! | 0 | #REF! | #REF! | 0 | #REF! | #REF! | 0 | #REF! | #REF! | 0 | #REF! | #REF!
Electric heat pump | 0 | #REF! | #REF! | 0 | #REF! | #REF! | 0 | #REF! | #REF! | 0 | #REF! | #REF! | 0 | #REF! | #REF!
Hybrid heat pump | 0 | #REF! | #REF! | 0 | #REF! | #REF! | 0 | #REF! | #REF! | 0 | #REF! | #REF! | 0 | #REF! | #REF!
Low-temperature district heating | 0 | #REF! | #REF! | 0 | #REF! | #REF! | 0 | #REF! | #REF! | 0 | #REF! | #REF! | 0 | #REF! | #REF!
Medium-temperature district heating | 0 | #REF! | #REF! | 0 | #REF! | #REF! | 0 | #REF! | #REF! | 0 | #REF! | #REF! | 0 | #REF! | #REF!
Costs per avoided trafo upgrade (k€/trafo) | 10% s1: 0.1; 25% s1: 0.25; 50% s1: 0.5; 75% s1: 0.75; 100% s1: 1
| s1 | s2 | s3 | s1 | s2 | s3 | s1 | s2 | s3 | s1 | s2 | s3 | s1 | s2 | s3
Natural gas | 0 | #REF! | #REF! | 0 | #REF! | #REF! | 0 | #REF! | #REF! | 0 | #REF! | #REF! | 0 | #REF! | #REF!
Green gas | 0 | #REF! | #REF! | 0 | #REF! | #REF! | 0 | #REF! | #REF! | 0 | #REF! | #REF! | 0 | #REF! | #REF!
Electric heat pump | 0 | #REF! | #REF! | 0 | #REF! | #REF! | 0 | #REF! | #REF! | 0 | #REF! | #REF! | 0 | #REF! | #REF!
Hybrid heat pump | 0 | #REF! | #REF! | 0 | #REF! | #REF! | 0 | #REF! | #REF! | 0 | #REF! | #REF! | 0 | #REF! | #REF!
Low-temperature district heating | 0 | #REF! | #REF! | 0 | #REF! | #REF! | 0 | #REF! | #REF! | 0 | #REF! | #REF! | 0 | #REF! | #REF!
Medium-temperature district heating | 0 | #REF! | #REF! | 0 | #REF! | #REF! | 0 | #REF! | #REF! | 0 | #REF! | #REF! | 0 | #REF! | #REF!

## monte-carlo r4.2
Title | 3001 | 3002 | 3003 | 3004 | 3005 | 3006 | 3007 | 3008 | 3009 | 3010 | 3011 | 3012 | 3013 | 3014 | 3015 | 3016 | 3017 | 3018 | 3019 | 3020 | 3021 | 3022 | 3023 | 3024 | 3025 | 3026 | 3027 | 3028 | 3029 | 3030 | 3031 | 3032 | 3033 | 3034 | 3035 | 3036 | 3037 | 3038 | 3039 | 3040 | 3041 | 3042 | 3043 | 3044 | 3045 | 3046 | 3047 | 3048 | 3049 | 3050 | 3051 | 3052 | 3053 | 3054 | 3055 | 3056 | 3057 | 3058 | 3059 | 3060 | 3061 | 3062 | 3063 | 3064 | 3065 | 3066 | 3067 | 3068 | 3069 | 3070 | 3071 | 3072 | 3073 | 3074 | 3075 | 3076 | 3077 | 3078 | 3079 | 3080 | 3081 | 3082 | 3083 | 3084 | 3085 | 3086 | 3087 | 3088 | 3089 | 3090 | 3091 | 3092 | 3093 | 3094 | 3095 | 3096 | 3097 | 3098 | 3099 | 3100 | 3101 | 3102 | 3103 | 3104 | 3105 | 3106 | 3107 | 3108 | 3109 | 3110 | 3111 | 3112 | 3113 | 3114 | 3115 | 3116 | 3117 | 3118 | 3119 | 3120 | 3121 | 3122 | 3123 | 3124 | 3125 | 3126 | 3127 | 3128 | 3129 | 3130 | 3131 | 3132 | 3133 | 3134 | 3135 | 3136 | 3137 | 3138 | 3139 | 3140 | 3141 | 3142 | 3143 | 3144 | 3145 | 3146 | 3147 | 3148 | 3149 | 3150 | 3151 | 3152 | 3153 | 3154 | 3155 | 3156 | 3157 | 3158 | 3159 | 3160 | 3161 | 3162 | 3163 | 3164 | 3165 | 3166 | 3167 | 3168 | 3169 | 3170 | 3171 | 3172 | 3173 | 3174 | 3175 | 3176 | 3177 | 3178 | 3179 | 3180 | 3181 | 3182 | 3183 | 3184 | 3185 | 3186 | 3187 | 3188 | 3189 | 3190 | 3191 | 3192 | 3193 | 3194 | 3195 | 3196 | 3197 | 3198 | 3199 | 3200 | 3201 | 3202 | 3203 | 3204 | 3205 | 3206 | 3207 | 3208 | 3209 | 3210 | 3211 | 3212 | 3213 | 3214 | 3215 | 3216 | 3217 | 3218 | 3219 | 3220 | 3221 | 3222 | 3223 | 3224 | 3225 | 3226 | 3227 | 3228 | 3229 | 3230 | 3231 | 3232 | 3233 | 3234 | 3235 | 3236 | 3237 | 3238 | 3239 | 3240 | 3241 | 3242 | 3243 | 3244 | 3245 | 3246 | 3247 | 3248 | 3249 | 3250 | 3251 | 3252 | 3253 | 3254 | 3255 | 3256 | 3257 | 3258 | 3259 | 3260 | 3261 | 3262 | 3263 | 3264 | 3265 | 3266 | 3267 | 3268 | 3269 | 3270 | 3271 | 3272 | 3273 | 3274 | 3275 | 3276 | 3277 | 3278 | 3279 | 3280 | 3281 | 3282 | 3283 | 3284 | 3285 | 3286 | 3287 | 3288 | 3289 | 3290 | 3291 | 3292 | 3293 | 3294 | 3295 | 3296 | 3297 | 3298 | 3299 | 3300 | 3301 | 3302 | 3303 | 3304 | 3305 | 3306 | 3307 | 3308 | 3309 | 3310 | 3311 | 3312 | 3313 | 3314 | 3315 | 3316 | 3317 | 3318 | 3319 | 3320 | 3321 | 3322 | 3323 | 3324 | 3325 | 3326 | 3327 | 3328 | 3329 | 3330 | 3331 | 3332 | 3333 | 3334 | 3335 | 3336 | 3337 | 3338 | 3339 | 3340 | 3341 | 3342 | 3343 | 3344 | 3345 | 3346 | 3347 | 3348 | 3349 | 3350 | 3351 | 3352 | 3353 | 3354 | 3355 | 3356 | 3357 | 3358 | 3359 | 3360 | 3361 | 3362 | 3363 | 3364 | 3365 | 3366 | 3367 | 3368 | 3369 | 3370 | 3371 | 3372 | 3373 | 3374 | 3375 | 3376 | 3377 | 3378 | 3379 | 3380 | 3381 | 3382 | 3383 | 3384 | 3385 | 3386 | 3387 | 3388 | 3389 | 3390 | 3391 | 3392 | 3393 | 3394 | 3395 | 3396 | 3397 | 3398 | 3399 | 3400 | 3401 | 3402 | 3403 | 3404 | 3405 | 3406 | 3407 | 3408 | 3409 | 3410 | 3411 | 3412 | 3413 | 3414 | 3415 | 3416 | 3417 | 3418 | 3419 | 3420 | 3421 | 3422 | 3423 | 3424 | 3425 | 3426 | 3427 | 3428 | 3429 | 3430 | 3431 | 3432 | 3433 | 3434 | 3435 | 3436 | 3437 | 3438 | 3439 | 3440 | 3441 | 3442 | 3443 | 3444 | 3445 | 3446 | 3447 | 3448 | 3449 | 3450 | 3451 | 3452 | 3453 | 3454 | 3455 | 3456 | 3457 | 3458 | 3459 | 3460 | 3461 | 3462 | 3463 | 3464 | 3465 | 3466 | 3467 | 3468 | 3469 | 3470 | 3471 | 3472 | 3473 | 3474 | 3475 | 3476 | 3477 | 3478 | 3479 | 3480 | 3481 | 3482 | 3483 | 3484 | 3485 | 3486 | 3487 | 3488 | 3489 | 3490 | 3491 | 3492 | 3493 | 3494 | 3495 | 3496 | 3497 | 3498 | 3499 | 3500 | 3501 | 3502 | 3503 | 3504 | 3505 | 3506 | 3507 | 3508 | 3509 | 3510 | 3511 | 3512 | 3513 | 3514 | 3515 | 3516 | 3517 | 3518 | 3519 | 3520 | 3521 | 3522 | 3523 | 3524 | 3525 | 3526 | 3527 | 3528 | 3529 | 3530 | 3531 | 3532 | 3533 | 3534 | 3535 | 3536 | 3537 | 3538 | 3539 | 3540 | 3541 | 3542 | 3543 | 3544 | 3545 | 3546 | 3547 | 3548 | 3549 | 3550 | 3551 | 3552 | 3553 | 3554 | 3555 | 3556 | 3557 | 3558 | 3559 | 3560 | 3561 | 3562 | 3563 | 3564 | 3565 | 3566 | 3567 | 3568 | 3569 | 3570 | 3571 | 3572 | 3573 | 3574 | 3575 | 3576 | 3577 | 3578 | 3579 | 3580 | 3581 | 3582 | 3583 | 3584 | 3585 | 3586 | 3587 | 3588 | 3589 | 3590 | 3591 | 3592 | 3593 | 3594 | 3595 | 3596 | 3597 | 3598 | 3599 | 3600 | 3601 | 3602 | 3603 | 3604 | 3605 | 3606 | 3607 | 3608 | 3609 | 3610 | 3611 | 3612 | 3613 | 3614 | 3615 | 3616 | 3617 | 3618 | 3619 | 3620 | 3621 | 3622 | 3623 | 3624 | 3625 | 3626 | 3627 | 3628 | 3629 | 3630 | 3631 | 3632 | 3633 | 3634 | 3635 | 3636 | 3637 | 3638 | 3639 | 3640 | 3641 | 3642 | 3643 | 3644 | 3645 | 3646 | 3647 | 3648 | 3649 | 3650 | 3651 | 3652 | 3653 | 3654 | 3655 | 3656 | 3657 | 3658 | 3659 | 3660 | 3661 | 3662 | 3663 | 3664 | 3665 | 3666 | 3667 | 3668 | 3669 | 3670 | 3671 | 3672 | 3673 | 3674 | 3675 | 3676 | 3677 | 3678 | 3679 | 3680 | 3681 | 3682 | 3683 | 3684 | 3685 | 3686 | 3687 | 3688 | 3689 | 3690 | 3691 | 3692 | 3693 | 3694 | 3695 | 3696 | 3697 | 3698 | 3699 | 3700 | 3701 | 3702 | 3703 | 3704 | 3705 | 3706 | 3707 | 3708 | 3709 | 3710 | 3711 | 3712 | 3713 | 3714 | 3715 | 3716 | 3717 | 3718 | 3719 | 3720 | 3721 | 3722 | 3723 | 3724 | 3725 | 3726 | 3727 | 3728 | 3729 | 3730 | 3731 | 3732 | 3733 | 3734 | 3735 | 3736 | 3737 | 3738 | 3739 | 3740 | 3741 | 3742 | 3743 | 3744 | 3745 | 3746 | 3747 | 3748 | 3749 | 3750 | 3751 | 3752 | 3753 | 3754 | 3755 | 3756 | 3757 | 3758 | 3759 | 3760 | 3761 | 3762 | 3763 | 3764 | 3765 | 3766 | 3767 | 3768 | 3769 | 3770 | 3771 | 3772 | 3773 | 3774 | 3775 | 3776 | 3777 | 3778 | 3779 | 3780 | 3781 | 3782 | 3783 | 3784 | 3785 | 3786 | 3787 | 3788 | 3789 | 3790 | 3791 | 3792 | 3793 | 3794 | 3795 | 3796 | 3797 | 3798 | 3799 | 3800 | 3801 | 3802 | 3803 | 3804 | 3805 | 3806 | 3807 | 3808 | 3809 | 3810 | 3811 | 3812 | 3813 | 3814 | 3815 | 3816 | 3817 | 3818 | 3819 | 3820 | 3821 | 3822 | 3823 | 3824 | 3825 | 3826 | 3827 | 3828 | 3829 | 3830 | 3831 | 3832 | 3833 | 3834 | 3835 | 3836 | 3837 | 3838 | 3839 | 3840 | 3841 | 3842 | 3843 | 3844 | 3845 | 3846 | 3847 | 3848 | 3849 | 3850 | 3851 | 3852 | 3853 | 3854 | 3855 | 3856 | 3857 | 3858 | 3859 | 3860 | 3861 | 3862 | 3863 | 3864 | 3865 | 3866 | 3867 | 3868 | 3869 | 3870 | 3871 | 3872 | 3873 | 3874 | 3875 | 3876 | 3877 | 3878 | 3879 | 3880 | 3881 | 3882 | 3883 | 3884 | 3885 | 3886 | 3887 | 3888 | 3889 | 3890 | 3891 | 3892 | 3893 | 3894 | 3895 | 3896 | 3897 | 3898 | 3899 | 3900 | 3901 | 3902 | 3903 | 3904 | 3905 | 3906 | 3907 | 3908 | 3909 | 3910 | 3911 | 3912 | 3913 | 3914 | 3915 | 3916 | 3917 | 3918 | 3919 | 3920 | 3921 | 3922 | 3923 | 3924 | 3925 | 3926 | 3927 | 3928 | 3929 | 3930 | 3931 | 3932 | 3933 | 3934 | 3935 | 3936 | 3937 | 3938 | 3939 | 3940 | 3941 | 3942 | 3943 | 3944 | 3945 | 3946 | 3947 | 3948 | 3949 | 3950 | 3951 | 3952 | 3953 | 3954 | 3955 | 3956 | 3957 | 3958 | 3959 | 3960 | 3961 | 3962 | 3963 | 3964 | 3965 | 3966 | 3967 | 3968 | 3969 | 3970 | 3971 | 3972 | 3973 | 3974 | 3975 | 3976 | 3977 | 3978 | 3979 | 3980 | 3981 | 3982 | 3983 | 3984 | 3985 | 3986 | 3987 | 3988 | 3989 | 3990 | 3991 | 3992 | 3993 | 3994 | 3995 | 3996 | 3997 | 3998 | 3999 | 4000
Run
Settings
Heat demand
Isolatie label
Heat supply
Natural gas boiler
Green gas boiler
Electric heat pump
Hybrid heat pump
District heating
District heating temperature
Electricity supply
Rooftop solar PV
Electricity demand
Electric cooking
Electric vehicle
Home battery
Cost settings
Simulation year
Demand management
Charging type
Net metering
Boiler heating strategy
Results
Societal costs
Total annual costs
Heating system annual costs
Electricity system annual costs
Insulation annual costs
Costs per household
Total annual costs
Heating system annual costs
Electricity system annual costs
Insulation annual costs
Costs LCOE
Total
Heating
Electricity
Insulation
Infrastructure
Overloaded transformers (#)
Overloaded transformers (total hours)
Overloaded transformers (%)
Overloaded transformers (hours per trafo)
Energy total
Renewable energy (%)
Self consumption (%)
CO2-emissions (kton)
Primary energy demand (GWh)
Final energy demand (GWh)
Heating demand (GWh)
Electricity demand (GWh)
Energy per Household
Primary energy demand (kWh)
Final energy demand (kWh)
Heating demand (kWh)
Electricity demand (kWh)
| Natural gas | Green gas | Electric heat pump | Hybrid heat pump | LT district heating | MT district heating | A
Natural gas | 0 | 0 | 0 | 0 | 0 |  | B
Green gas | 0 | 0 | 0 | 0 | 0 |  | C
Electric heat pump | 0 | 0 | 0 | 0 | 0 |  | D
Hybrid heat pump | 0 | 0 | 0 | 0 | 0 |  | current
LT district heating | 0 | 0 | 0 | 0 | 0
MT district heating | 0 | 0 | 0 | #REF! | #REF!
Total annual costs per household | 10% | 25% | 50% | 75% | 100%
Natural gas | 0 | 0 | 0 | 0 | 0
Green gas | 0 | 0 | 0 | 0 | 0
Electric heat pump | 0 | 0 | 0 | 0 | 0
Hybrid heat pump | 0 | 0 | 0 | 0 | 0
Low-temperature district heating | 0 | 0 | 0 | 0 | 0
Medium-temperature district heating | 0 | 0 | 0 | #REF! | #REF!
Overloaded transformers (#) | 10% | 25% | 50% | 75% | 100%
Natural gas | 0 | 0 | 0 | 0 | 0
Green gas | 0 | 0 | 0 | 0 | 0
Electric heat pump | 0 | 0 | 0 | 0 | 0
Hybrid heat pump | 0 | 0 | 0 | 0 | 0
Low-temperature district heating | 0 | 0 | 0 | 0 | 0
Medium-temperature district heating | 0 | 0 | 0 | #REF! | #REF!
Overloaded transformers (total hours) | 10% | 25% | 50% | 75% | 100%
Natural gas | 0 | 0 | 0 | 0 | 0
Green gas | 0 | 0 | 0 | 0 | 0
Electric heat pump | 0 | 0 | 0 | 0 | 0
Hybrid heat pump | 0 | 0 | 0 | 0 | 0
Low-temperature district heating | 0 | 0 | 0 | 0 | 0
Medium-temperature district heating | 0 | 0 | 0 | #REF! | #REF!
Renewable energy (%)
Natural gas | 0 | 0 | 0 | 0 | 0
Green gas | 0 | 0 | 0 | 0 | 0
Electric heat pump | 0 | 0 | 0 | 0 | 0
Hybrid heat pump | 0 | 0 | 0 | 0 | 0
Low-temperature district heating | 0 | 0 | 0 | 0 | 0
Medium-temperature district heating | 0 | 0 | 0 | #REF! | #REF!
Self consumption (%) | 10% | 25% | 50% | 75% | 100%
Natural gas | 0 | 0 | 0 | 0 | 0
Green gas | 0 | 0 | 0 | 0 | 0
Electric heat pump | 0 | 0 | 0 | 0 | 0
Hybrid heat pump | 0 | 0 | 0 | 0 | 0
Low-temperature district heating | 0 | 0 | 0 | 0 | 0
Medium-temperature district heating | 0 | 0 | 0 | #REF! | #REF!
CO2-emissions (kton) | 10% | 25% | 50% | 75% | 100%
Natural gas | 0 | 0 | 0 | 0 | 0
Green gas | 0 | 0 | 0 | 0 | 0
Electric heat pump | 0 | 0 | 0 | 0 | 0
Hybrid heat pump | 0 | 0 | 0 | 0 | 0
Low-temperature district heating | 0 | 0 | 0 | 0 | 0
Medium-temperature district heating | 0 | 0 | 0 | #REF! | #REF!
Avoided CO2-emissions (kton) | 10% | 25% | 50% | 75% | 100%
Natural gas | 0 | 0 | 0 | 0 | 0
Green gas | 0 | 0 | 0 | 0 | 0
Electric heat pump | 0 | 0 | 0 | 0 | 0
Hybrid heat pump | 0 | 0 | 0 | 0 | 0
Low-temperature district heating | 0 | 0 | 0 | 0 | 0
Medium-temperature district heating | 0 | 0 | 0 | #REF! | #REF!
Costs per avoided emissions (k€/ton) | 10% | 25% | 50% | 75% | 100%
Natural gas | 0 | 0 | 0 | 0 | 0
Green gas | 0 | 0 | 0 | 0 | 0
Electric heat pump | 0 | 0 | 0 | 0 | 0
Hybrid heat pump | 0 | 0 | 0 | 0 | 0
Low-temperature district heating | 0 | 0 | 0 | 0 | 0
Medium-temperature district heating | 0 | 0 | 0 | 0 | 0
Costs per avoided trafo upgrade (k€/trafo) | 10% | 25% | 50% | 75% | 100%
Natural gas | 0 | 0 | 0 | 0 | 0
Green gas | 0 | 0 | 0 | 0 | 0
Electric heat pump | 0 | 0 | 0 | 0 | 0
Hybrid heat pump | 0 | 0 | 0 | 0 | 0
Low-temperature district heating | 0 | 0 | 0 | 0 | 0
Medium-temperature district heating | 0 | 0 | 0 | 0 | 0
Total annual costs (mil. €) | 10% |  |  | 25% |  |  | 50% |  |  | 75% |  |  | 100%
| s1 | s2 | s3 | s1 | s2 | s3 | s1 | s2 | s3 | s1 | s2 | s3 | s1 | s2 | s3 |  |  | s1 | s2 | s3
Natural gas | 0 | #REF! | #REF! | 0 | #REF! | #REF! | 0 | #REF! | #REF! | 0 | #REF! | #REF! | 0 | #REF! | #REF! |  | 10% | 3.02 | 2.98 | 3.02
Green gas | 0 | #REF! | #REF! | 0 | #REF! | #REF! | 0 | #REF! | #REF! | 0 | #REF! | #REF! | 0 | #REF! | #REF! |  | 25% | 3.02 | 2.93 | 3.07
Electric heat pump | 0 | #REF! | #REF! | 0 | #REF! | #REF! | 0 | #REF! | #REF! | 0 | #REF! | #REF! | 0 | #REF! | #REF! |  | 50% | 3.02 | 2.83 | 3.14
Hybrid heat pump | 0 | #REF! | #REF! | 0 | #REF! | #REF! | 0 | #REF! | #REF! | 0 | #REF! | #REF! | 0 | #REF! | #REF! |  | 75% | 3.02 | 2.74 | 3.27
Low-temperature district heating | 0 | #REF! | #REF! | 0 | #REF! | #REF! | 0 | #REF! | #REF! | 0 | #REF! | #REF! | 0 | #REF! | #REF! |  | 100% | 3.02 | 2.65 | 3.4
Medium-temperature district heating | 0 | #REF! | #REF! | 0 | #REF! | #REF! | 0 | #REF! | #REF! | #REF! | #REF! | #REF! | 0 | #REF! | #REF!
Total annual costs per household | 10% s1: 10%; 25% s1: 25%; 50% s1: 50%; 75% s1: 75%; 100% s1: 100%
| s1 | s2 | s3 | s1 | s2 | s3 | s1 | s2 | s3 | s1 | s2 | s3 | s1 | s2 | s3
Natural gas | 0 | #REF! | #REF! | 0 | #REF! | #REF! | 0 | #REF! | #REF! | 0 | #REF! | #REF! | 0 | #REF! | #REF!
Green gas | 0 | #REF! | #REF! | 0 | #REF! | #REF! | 0 | #REF! | #REF! | 0 | #REF! | #REF! | 0 | #REF! | #REF!
Electric heat pump | 0 | #REF! | #REF! | 0 | #REF! | #REF! | 0 | #REF! | #REF! | 0 | #REF! | #REF! | 0 | #REF! | #REF!
Hybrid heat pump | 0 | #REF! | #REF! | 0 | #REF! | #REF! | 0 | #REF! | #REF! | 0 | #REF! | #REF! | 0 | #REF! | #REF!
Low-temperature district heating | 0 | #REF! | #REF! | 0 | #REF! | #REF! | 0 | #REF! | #REF! | 0 | #REF! | #REF! | 0 | #REF! | #REF!
Medium-temperature district heating | 0 | #REF! | #REF! | 0 | #REF! | #REF! | 0 | #REF! | #REF! | #REF! | #REF! | #REF! | 0 | #REF! | #REF!
Overloaded transformers (#) | 10% s1: 10%; 25% s1: 25%; 50% s1: 50%; 75% s1: 75%; 100% s1: 100%
| s1 | s2 | s3 | s1 | s2 | s3 | s1 | s2 | s3 | s1 | s2 | s3 | s1 | s2 | s3
Natural gas | 0 | #REF! | #REF! | 0 | #REF! | #REF! | 0 | #REF! | #REF! | 0 | #REF! | #REF! | 0 | #REF! | #REF!
Green gas | 0 | #REF! | #REF! | 0 | #REF! | #REF! | 0 | #REF! | #REF! | 0 | #REF! | #REF! | 0 | #REF! | #REF!
Electric heat pump | 0 | #REF! | #REF! | 0 | #REF! | #REF! | 0 | #REF! | #REF! | 0 | #REF! | #REF! | 0 | #REF! | #REF!
Hybrid heat pump | 0 | #REF! | #REF! | 0 | #REF! | #REF! | 0 | #REF! | #REF! | 0 | #REF! | #REF! | 0 | #REF! | #REF!
Low-temperature district heating | 0 | #REF! | #REF! | 0 | #REF! | #REF! | 0 | #REF! | #REF! | 0 | #REF! | #REF! | 0 | #REF! | #REF!
Medium-temperature district heating | 0 | #REF! | #REF! | 0 | #REF! | #REF! | 0 | #REF! | #REF! | #REF! | #REF! | #REF! | 0 | #REF! | #REF!
Overloaded transformers (total hours) | 10% s1: 10%; 25% s1: 25%; 50% s1: 50%; 75% s1: 75%; 100% s1: 100%
| s1 | s2 | s3 | s1 | s2 | s3 | s1 | s2 | s3 | s1 | s2 | s3 | s1 | s2 | s3
Natural gas | 0 | #REF! | #REF! | 0 | #REF! | #REF! | 0 | #REF! | #REF! | 0 | #REF! | #REF! | 0 | #REF! | #REF!
Green gas | 0 | #REF! | #REF! | 0 | #REF! | #REF! | 0 | #REF! | #REF! | 0 | #REF! | #REF! | 0 | #REF! | #REF!
Electric heat pump | 0 | #REF! | #REF! | 0 | #REF! | #REF! | 0 | #REF! | #REF! | 0 | #REF! | #REF! | 0 | #REF! | #REF!
Hybrid heat pump | 0 | #REF! | #REF! | 0 | #REF! | #REF! | 0 | #REF! | #REF! | 0 | #REF! | #REF! | 0 | #REF! | #REF!
Low-temperature district heating | 0 | #REF! | #REF! | 0 | #REF! | #REF! | 0 | #REF! | #REF! | 0 | #REF! | #REF! | 0 | #REF! | #REF!
Medium-temperature district heating | 0 | #REF! | #REF! | 0 | #REF! | #REF! | 0 | #REF! | #REF! | #REF! | #REF! | #REF! | 0 | #REF! | #REF!
Renewable energy (%) | 10% s1: 10%; 25% s1: 25%; 50% s1: 50%; 75% s1: 75%; 100% s1: 100%
| s1 | s2 | s3 | s1 | s2 | s3 | s1 | s2 | s3 | s1 | s2 | s3 | s1 | s2 | s3
Natural gas | 0 | #REF! | #REF! | 0 | #REF! | #REF! | 0 | #REF! | #REF! | 0 | #REF! | #REF! | 0 | #REF! | #REF!
Green gas | 0 | #REF! | #REF! | 0 | #REF! | #REF! | 0 | #REF! | #REF! | 0 | #REF! | #REF! | 0 | #REF! | #REF!
Electric heat pump | 0 | #REF! | #REF! | 0 | #REF! | #REF! | 0 | #REF! | #REF! | 0 | #REF! | #REF! | 0 | #REF! | #REF!
Hybrid heat pump | 0 | #REF! | #REF! | 0 | #REF! | #REF! | 0 | #REF! | #REF! | 0 | #REF! | #REF! | 0 | #REF! | #REF!
Low-temperature district heating | 0 | #REF! | #REF! | 0 | #REF! | #REF! | 0 | #REF! | #REF! | 0 | #REF! | #REF! | 0 | #REF! | #REF!
Medium-temperature district heating | 0 | #REF! | #REF! | 0 | #REF! | #REF! | 0 | #REF! | #REF! | #REF! | #REF! | #REF! | 0 | #REF! | #REF!
Self consumption (%) | 10% s1: 10%; 25% s1: 25%; 50% s1: 50%; 75% s1: 75%; 100% s1: 100%
| s1 | s2 | s3 | s1 | s2 | s3 | s1 | s2 | s3 | s1 | s2 | s3 | s1 | s2 | s3
Natural gas | 0 | #REF! | #REF! | 0 | #REF! | #REF! | 0 | #REF! | #REF! | 0 | #REF! | #REF! | 0 | #REF! | #REF!
Green gas | 0 | #REF! | #REF! | 0 | #REF! | #REF! | 0 | #REF! | #REF! | 0 | #REF! | #REF! | 0 | #REF! | #REF!
Electric heat pump | 0 | #REF! | #REF! | 0 | #REF! | #REF! | 0 | #REF! | #REF! | 0 | #REF! | #REF! | 0 | #REF! | #REF!
Hybrid heat pump | 0 | #REF! | #REF! | 0 | #REF! | #REF! | 0 | #REF! | #REF! | 0 | #REF! | #REF! | 0 | #REF! | #REF!
Low-temperature district heating | 0 | #REF! | #REF! | 0 | #REF! | #REF! | 0 | #REF! | #REF! | 0 | #REF! | #REF! | 0 | #REF! | #REF!
Medium-temperature district heating | 0 | #REF! | #REF! | 0 | #REF! | #REF! | 0 | #REF! | #REF! | #REF! | #REF! | #REF! | 0 | #REF! | #REF!
CO2-emissions (kton) | 10% s1: 10%; 25% s1: 25%; 50% s1: 50%; 75% s1: 75%; 100% s1: 100%
| s1 | s2 | s3 | s1 | s2 | s3 | s1 | s2 | s3 | s1 | s2 | s3 | s1 | s2 | s3
Natural gas | 0 | #REF! | #REF! | 0 | #REF! | #REF! | 0 | #REF! | #REF! | 0 | #REF! | #REF! | 0 | #REF! | #REF!
Green gas | 0 | #REF! | #REF! | 0 | #REF! | #REF! | 0 | #REF! | #REF! | 0 | #REF! | #REF! | 0 | #REF! | #REF!
Electric heat pump | 0 | #REF! | #REF! | 0 | #REF! | #REF! | 0 | #REF! | #REF! | 0 | #REF! | #REF! | 0 | #REF! | #REF!
Hybrid heat pump | 0 | #REF! | #REF! | 0 | #REF! | #REF! | 0 | #REF! | #REF! | 0 | #REF! | #REF! | 0 | #REF! | #REF!
Low-temperature district heating | 0 | #REF! | #REF! | 0 | #REF! | #REF! | 0 | #REF! | #REF! | 0 | #REF! | #REF! | 0 | #REF! | #REF!
Medium-temperature district heating | 0 | #REF! | #REF! | 0 | #REF! | #REF! | 0 | #REF! | #REF! | #REF! | #REF! | #REF! | 0 | #REF! | #REF!
Avoided CO2-emissions (kton) | 10% s1: 10%; 25% s1: 25%; 50% s1: 50%; 75% s1: 75%; 100% s1: 100%
| s1 | s2 | s3 | s1 | s2 | s3 | s1 | s2 | s3 | s1 | s2 | s3 | s1 | s2 | s3
Natural gas | 0 | #REF! | #REF! | 0 | #REF! | #REF! | 0 | #REF! | #REF! | 0 | #REF! | #REF! | 0 | #REF! | #REF!
Green gas | 0 | #REF! | #REF! | 0 | #REF! | #REF! | 0 | #REF! | #REF! | 0 | #REF! | #REF! | 0 | #REF! | #REF!
Electric heat pump | 0 | #REF! | #REF! | 0 | #REF! | #REF! | 0 | #REF! | #REF! | 0 | #REF! | #REF! | 0 | #REF! | #REF!
Hybrid heat pump | 0 | #REF! | #REF! | 0 | #REF! | #REF! | 0 | #REF! | #REF! | 0 | #REF! | #REF! | 0 | #REF! | #REF!
Low-temperature district heating | 0 | #REF! | #REF! | 0 | #REF! | #REF! | 0 | #REF! | #REF! | 0 | #REF! | #REF! | 0 | #REF! | #REF!
Medium-temperature district heating | 0 | #REF! | #REF! | 0 | #REF! | #REF! | 0 | #REF! | #REF! | #REF! | #REF! | #REF! | 0 | #REF! | #REF!
Costs per avoided emissions (k€/ton) | 10% s1: 10%; 25% s1: 25%; 50% s1: 50%; 75% s1: 75%; 100% s1: 100%
| s1 | s2 | s3 | s1 | s2 | s3 | s1 | s2 | s3 | s1 | s2 | s3 | s1 | s2 | s3
Natural gas | 0 | #REF! | #REF! | 0 | #REF! | #REF! | 0 | #REF! | #REF! | 0 | #REF! | #REF! | 0 | #REF! | #REF!
Green gas | 0 | #REF! | #REF! | 0 | #REF! | #REF! | 0 | #REF! | #REF! | 0 | #REF! | #REF! | 0 | #REF! | #REF!
Electric heat pump | 0 | #REF! | #REF! | 0 | #REF! | #REF! | 0 | #REF! | #REF! | 0 | #REF! | #REF! | 0 | #REF! | #REF!
Hybrid heat pump | 0 | #REF! | #REF! | 0 | #REF! | #REF! | 0 | #REF! | #REF! | 0 | #REF! | #REF! | 0 | #REF! | #REF!
Low-temperature district heating | 0 | #REF! | #REF! | 0 | #REF! | #REF! | 0 | #REF! | #REF! | 0 | #REF! | #REF! | 0 | #REF! | #REF!
Medium-temperature district heating | 0 | #REF! | #REF! | 0 | #REF! | #REF! | 0 | #REF! | #REF! | 0 | #REF! | #REF! | 0 | #REF! | #REF!
Costs per avoided trafo upgrade (k€/trafo) | 10% s1: 0.1; 25% s1: 0.25; 50% s1: 0.5; 75% s1: 0.75; 100% s1: 1
| s1 | s2 | s3 | s1 | s2 | s3 | s1 | s2 | s3 | s1 | s2 | s3 | s1 | s2 | s3
Natural gas | 0 | #REF! | #REF! | 0 | #REF! | #REF! | 0 | #REF! | #REF! | 0 | #REF! | #REF! | 0 | #REF! | #REF!
Green gas | 0 | #REF! | #REF! | 0 | #REF! | #REF! | 0 | #REF! | #REF! | 0 | #REF! | #REF! | 0 | #REF! | #REF!
Electric heat pump | 0 | #REF! | #REF! | 0 | #REF! | #REF! | 0 | #REF! | #REF! | 0 | #REF! | #REF! | 0 | #REF! | #REF!
Hybrid heat pump | 0 | #REF! | #REF! | 0 | #REF! | #REF! | 0 | #REF! | #REF! | 0 | #REF! | #REF! | 0 | #REF! | #REF!
Low-temperature district heating | 0 | #REF! | #REF! | 0 | #REF! | #REF! | 0 | #REF! | #REF! | 0 | #REF! | #REF! | 0 | #REF! | #REF!
Medium-temperature district heating | 0 | #REF! | #REF! | 0 | #REF! | #REF! | 0 | #REF! | #REF! | 0 | #REF! | #REF! | 0 | #REF! | #REF!

## MC results
| 1 | 2 | 3 | 4 | 5 | 6 | 7 | 8 | 9 | 10 | 11 | 12 | 13 | 14 | 15 | 16 | 17 | 18 | 19 | 20 | 21 | 22 | 23 | 24 | 25 | 26 | 27 | 28 | 29 | 30 | 31 | 32 | 33 | 34 | 35 | 36 | 37 | 38 | 39 | 40 | 41 | 42 | 43 | 44 | 45 | 46 | 47 | 48 | 49 | 50 | 51 | 52 | 53 | 54 | 55 | 56 | 57 | 58 | 59 | 60 | 61 | 62 | 63 | 64 | 65 | 66 | 67 | 68 | 69 | 70 | 71 | 72 | 73 | 74 | 75 | 76 | 77 | 78 | 79 | 80 | 81 | 82 | 83 | 84 | 85 | 86 | 87 | 88 | 89 | 90 | 91 | 92 | 93 | 94 | 95 | 96 | 97 | 98 | 99 | 100 | 101 | 102 | 103 | 104 | 105 | 106 | 107 | 108 | 109 | 110 | 111 | 112 | 113 | 114 | 115 | 116 | 117 | 118 | 119 | 120 | 121 | 122 | 123 | 124 | 125 | 126 | 127 | 128 | 129 | 130 | 131 | 132 | 133 | 134 | 135 | 136 | 137 | 138 | 139 | 140 | 141 | 142 | 143 | 144 | 145 | 146 | 147 | 148 | 149 | 150 | 151 | 152 | 153 | 154 | 155 | 156 | 157 | 158 | 159 | 160 | 161 | 162 | 163 | 164 | 165 | 166 | 167 | 168 | 169 | 170 | 171 | 172 | 173 | 174 | 175 | 176 | 177 | 178 | 179 | 180 | 181 | 182 | 183 | 184 | 185 | 186 | 187 | 188 | 189 | 190 | 191 | 192 | 193 | 194 | 195 | 196 | 197 | 198 | 199 | 200 | 201 | 202 | 203 | 204 | 205 | 206 | 207 | 208 | 209 | 210 | 211 | 212 | 213 | 214 | 215 | 216 | 217 | 218 | 219 | 220 | 221 | 222 | 223 | 224 | 225 | 226 | 227 | 228 | 229 | 230 | 231 | 232 | 233 | 234 | 235 | 236 | 237 | 238 | 239 | 240 | 241 | 242 | 243 | 244 | 245 | 246 | 247 | 248 | 249 | 250 | 251 | 252 | 253 | 254 | 255 | 256 | 257 | 258 | 259 | 260 | 261 | 262 | 263 | 264 | 265 | 266 | 267 | 268 | 269 | 270 | 271 | 272 | 273 | 274 | 275 | 276 | 277 | 278 | 279 | 280 | 281 | 282 | 283 | 284 | 285 | 286 | 287 | 288 | 289 | 290 | 291 | 292 | 293 | 294 | 295 | 296 | 297 | 298 | 299 | 300 | 301 | 302 | 303 | 304 | 305 | 306 | 307 | 308 | 309 | 310 | 311 | 312 | 313 | 314 | 315 | 316 | 317 | 318 | 319 | 320 | 321 | 322 | 323 | 324 | 325 | 326 | 327 | 328 | 329 | 330 | 331 | 332 | 333 | 334 | 335 | 336 | 337 | 338 | 339 | 340 | 341 | 342 | 343 | 344 | 345 | 346 | 347 | 348 | 349 | 350 | 351 | 352 | 353 | 354 | 355 | 356 | 357 | 358 | 359 | 360 | 361 | 362 | 363 | 364 | 365 | 366 | 367 | 368 | 369 | 370 | 371 | 372 | 373 | 374 | 375 | 376 | 377 | 378 | 379 | 380 | 381 | 382 | 383 | 384 | 385 | 386 | 387 | 388 | 389 | 390 | 391 | 392 | 393 | 394 | 395 | 396 | 397 | 398 | 399 | 400 | 401 | 402 | 403 | 404 | 405 | 406 | 407 | 408 | 409 | 410 | 411 | 412 | 413 | 414 | 415 | 416 | 417 | 418 | 419 | 420 | 421 | 422 | 423 | 424 | 425 | 426 | 427 | 428 | 429 | 430 | 431 | 432 | 433 | 434 | 435 | 436 | 437 | 438 | 439 | 440 | 441 | 442 | 443 | 444 | 445 | 446 | 447 | 448 | 449 | 450 | 451 | 452 | 453 | 454 | 455 | 456 | 457 | 458 | 459 | 460 | 461 | 462 | 463 | 464 | 465 | 466 | 467 | 468 | 469 | 470 | 471 | 472 | 473 | 474 | 475 | 476 | 477 | 478 | 479 | 480 | 481 | 482 | 483 | 484 | 485 | 486 | 487 | 488 | 489 | 490 | 491 | 492 | 493 | 494 | 495 | 496 | 497 | 498 | 499 | 500 | 501 | 502 | 503 | 504 | 505 | 506 | 507 | 508 | 509 | 510 | 511 | 512 | 513 | 514 | 515 | 516 | 517 | 518 | 519 | 520 | 521 | 522 | 523 | 524 | 525 | 526 | 527 | 528 | 529 | 530 | 531 | 532 | 533 | 534 | 535 | 536 | 537 | 538 | 539 | 540 | 541 | 542 | 543 | 544 | 545 | 546 | 547 | 548 | 549 | 550 | 551 | 552 | 553 | 554 | 555 | 556 | 557 | 558 | 559 | 560 | 561 | 562 | 563 | 564 | 565 | 566 | 567 | 568 | 569 | 570 | 571 | 572 | 573 | 574 | 575 | 576 | 577 | 578 | 579 | 580 | 581 | 582 | 583 | 584 | 585 | 586 | 587 | 588 | 589 | 590 | 591 | 592 | 593 | 594 | 595 | 596 | 597 | 598 | 599 | 600 | 601 | 602 | 603 | 604 | 605 | 606 | 607 | 608 | 609 | 610 | 611 | 612 | 613 | 614 | 615 | 616 | 617 | 618 | 619 | 620 | 621 | 622 | 623 | 624 | 625 | 626 | 627 | 628 | 629 | 630 | 631 | 632 | 633 | 634 | 635 | 636 | 637 | 638 | 639 | 640 | 641 | 642 | 643 | 644 | 645 | 646 | 647 | 648 | 649 | 650 | 651 | 652 | 653 | 654 | 655 | 656 | 657 | 658 | 659 | 660 | 661 | 662 | 663 | 664 | 665 | 666 | 667 | 668 | 669 | 670 | 671 | 672 | 673 | 674 | 675 | 676 | 677 | 678 | 679 | 680 | 681 | 682 | 683 | 684 | 685 | 686 | 687 | 688 | 689 | 690 | 691 | 692 | 693 | 694 | 695 | 696 | 697 | 698 | 699 | 700 | 701 | 702 | 703 | 704 | 705 | 706 | 707 | 708 | 709 | 710 | 711 | 712 | 713 | 714 | 715 | 716 | 717 | 718 | 719 | 720 | 721 | 722 | 723 | 724 | 725 | 726 | 727 | 728 | 729 | 730 | 731 | 732 | 733 | 734 | 735 | 736 | 737 | 738 | 739 | 740 | 741 | 742 | 743 | 744 | 745 | 746 | 747 | 748 | 749 | 750 | 751 | 752 | 753 | 754 | 755 | 756 | 757 | 758 | 759 | 760 | 761 | 762 | 763 | 764 | 765 | 766 | 767 | 768 | 769 | 770 | 771 | 772 | 773 | 774 | 775 | 776 | 777 | 778 | 779 | 780 | 781 | 782 | 783 | 784 | 785 | 786 | 787 | 788 | 789 | 790 | 791 | 792 | 793 | 794 | 795 | 796 | 797 | 798 | 799 | 800 | 801 | 802 | 803 | 804 | 805 | 806 | 807 | 808 | 809 | 810 | 811 | 812 | 813 | 814 | 815 | 816 | 817 | 818 | 819 | 820 | 821 | 822 | 823 | 824 | 825 | 826 | 827 | 828 | 829 | 830 | 831 | 832 | 833 | 834 | 835 | 836 | 837 | 838 | 839 | 840 | 841 | 842 | 843 | 844 | 845 | 846 | 847 | 848 | 849 | 850 | 851 | 852 | 853 | 854 | 855 | 856 | 857 | 858 | 859 | 860 | 861 | 862 | 863 | 864 | 865 | 866 | 867 | 868 | 869 | 870 | 871 | 872 | 873 | 874 | 875 | 876 | 877 | 878 | 879 | 880 | 881 | 882 | 883 | 884 | 885 | 886 | 887 | 888 | 889 | 890 | 891 | 892 | 893 | 894 | 895 | 896 | 897 | 898 | 899 | 900 | 901 | 902 | 903 | 904 | 905 | 906 | 907 | 908 | 909 | 910 | 911 | 912 | 913 | 914 | 915 | 916 | 917 | 918 | 919 | 920 | 921 | 922 | 923 | 924 | 925 | 926 | 927 | 928 | 929 | 930 | 931 | 932 | 933 | 934 | 935 | 936 | 937 | 938 | 939 | 940 | 941 | 942 | 943 | 944 | 945 | 946 | 947 | 948 | 949 | 950 | 951 | 952 | 953 | 954 | 955 | 956 | 957 | 958 | 959 | 960 | 961 | 962 | 963 | 964 | 965 | 966 | 967 | 968 | 969 | 970 | 971 | 972 | 973 | 974 | 975 | 976 | 977 | 978 | 979 | 980 | 981 | 982 | 983 | 984 | 985 | 986 | 987 | 988 | 989 | 990 | 991 | 992 | 993 | 994 | 995 | 996 | 997 | 998 | 999 | 1000
Overloaded transformers (#)
R3.1 | 0 | 0 | 0 | 0 | 0 | 0 | 0 | 0 | 0 | 0 | 0 | 0 | 0 | 0 | 0 | 0 | 0 | 0 | 0 | 0 | 0 | 0 | 0 | 0 | 0 | 0 | 0 | 0 | 0 | 0 | 0 | 0 | 0 | 0 | 0 | 0 | 0 | 0 | 0 | 0 | 0 | 0 | 0 | 0 | 0 | 0 | 0 | 0 | 0 | 0 | 0 | 0 | 0 | 0 | 0 | 0 | 0 | 0 | 0 | 0 | 0 | 0 | 0 | 0 | 0 | 0 | 0 | 0 | 0 | 0 | 0 | 0 | 0 | 0 | 0 | 0 | 0 | 0 | 0 | 0 | 0 | 0 | 0 | 0 | 0 | 0 | 0 | 0 | 0 | 0 | 0 | 0 | 0 | 0 | 0 | 0 | 0 | 0 | 0 | 0 | 0 | 0 | 0 | 0 | 0 | 0 | 0 | 0 | 0 | 0 | 0 | 0 | 0 | 0 | 0 | 0 | 0 | 0 | 0 | 0 | 0 | 0 | 0 | 0 | 0 | 0 | 0 | 0 | 0 | 0 | 0 | 0 | 0 | 0 | 0 | 0 | 0 | 0 | 0 | 0 | 0 | 0 | 0 | 0 | 0 | 0 | 0 | 0 | 0 | 0 | 0 | 0 | 0 | 0 | 0 | 0 | 0 | 0 | 0 | 0 | 0 | 0 | 0 | 0 | 0 | 0 | 0 | 0 | 0 | 0 | 0 | 0 | 0 | 0 | 0 | 0 | 0 | 0 | 0 | 0 | 0 | 0 | 0 | 0 | 0 | 0 | 0 | 0 | 0 | 0 | 0 | 0 | 0 | 0 | 0 | 0 | 0 | 0 | 0 | 0 | 0 | 0 | 0 | 0 | 0 | 0 | 0 | 0 | 0 | 0 | 0 | 0 | 0 | 0 | 0 | 0 | 0 | 0 | 0 | 0 | 0 | 0 | 0 | 0 | 0 | 0 | 0 | 0 | 0 | 0 | 0 | 0 | 0 | 0 | 0 | 0 | 0 | 0 | 0 | 0 | 0 | 0 | 0 | 0 | 0 | 0 | 0 | 0 | 0 | 0 | 0 | 0 | 0 | 0 | 0 | 0 | 0 | 0 | 0 | 0 | 0 | 0 | 0 | 0 | 0 | 0 | 0 | 0 | 0 | 0 | 0 | 0 | 0 | 0 | 0 | 0 | 0 | 0 | 0 | 0 | 0 | 0 | 0 | 0 | 0 | 0 | 0 | 0 | 0 | 0 | 0 | 0 | 0 | 0 | 0 | 0 | 0 | 0 | 0 | 0 | 0 | 0 | 0 | 0 | 0 | 0 | 0 | 0 | 0 | 0 | 0 | 0 | 0 | 0 | 0 | 0 | 0 | 0 | 0 | 0 | 0 | 0 | 0 | 0 | 0 | 0 | 0 | 0 | 0 | 0 | 0 | 0 | 0 | 0 | 0 | 0 | 0 | 0 | 0 | 0 | 0 | 0 | 0 | 0 | 0 | 0 | 0 | 0 | 0 | 0 | 0 | 0 | 0 | 0 | 0 | 0 | 0 | 0 | 0 | 0 | 0 | 0 | 0 | 0 | 0 | 0 | 0 | 0 | 0 | 0 | 0 | 0 | 0 | 0 | 0 | 0 | 0 | 0 | 0 | 0 | 0 | 0 | 0 | 0 | 0 | 0 | 0 | 0 | 0 | 0 | 0 | 0 | 0 | 0 | 0 | 0 | 0 | 0 | 0 | 0 | 0 | 0 | 0 | 0 | 0 | 0 | 0 | 0 | 0 | 0 | 0 | 0 | 0 | 0 | 0 | 0 | 0 | 0 | 0 | 0 | 0 | 0 | 0 | 0 | 0 | 0 | 0 | 0 | 0 | 0 | 0 | 0 | 0 | 0 | 0 | 0 | 0 | 0 | 0 | 0 | 0 | 0 | 0 | 0 | 0 | 0 | 0 | 0 | 0 | 0 | 0 | 0 | 0 | 0 | 0 | 0 | 0 | 0 | 0 | 0 | 0 | 0 | 0 | 0 | 0 | 0 | 0 | 0 | 0 | 0 | 0 | 0 | 0 | 0 | 0 | 0 | 0 | 0 | 0 | 0 | 0 | 0 | 0 | 0 | 0 | 0 | 0 | 0 | 0 | 0 | 0 | 0 | 0 | 0 | 0 | 0 | 0 | 0 | 0 | 0 | 0 | 0 | 0 | 0 | 0 | 0 | 0 | 0 | 0 | 0 | 0 | 0 | 0 | 0 | 0 | 0 | 0 | 0 | 0 | 0 | 0 | 0 | 0 | 0 | 0 | 0 | 0 | 0 | 0 | 0 | 0 | 0 | 0 | 0 | 0 | 0 | 0 | 0 | 0 | 0 | 0 | 0 | 0 | 0 | 0 | 0 | 0 | 0 | 0 | 0 | 0 | 0 | 0 | 0 | 0 | 0 | 0 | 0 | 0 | 0 | 0 | 0 | 0 | 0 | 0 | 0 | 0 | 0 | 0 | 0 | 0 | 0 | 0 | 0 | 0 | 0 | 0 | 0 | 0 | 0 | 0 | 0 | 0 | 0 | 0 | 0 | 0 | 0 | 0 | 0 | 0 | 0 | 0 | 0 | 0 | 0 | 0 | 0 | 0 | 0 | 0 | 0 | 0 | 0 | 0 | 0 | 0 | 0 | 0 | 0 | 0 | 0 | 0 | 0 | 0 | 0 | 0 | 0 | 0 | 0 | 0 | 0 | 0 | 0 | 0 | 0 | 0 | 0 | 0 | 0 | 0 | 0 | 0 | 0 | 0 | 0 | 0 | 0 | 0 | 0 | 0 | 0 | 0 | 0 | 0 | 0 | 0 | 0 | 0 | 0 | 0 | 0 | 0 | 0 | 0 | 0 | 0 | 0 | 0 | 0 | 0 | 0 | 0 | 0 | 0 | 0 | 0 | 0 | 0 | 0 | 0 | 0 | 0 | 0 | 0 | 0 | 0 | 0 | 0 | 0 | 0 | 0 | 0 | 0 | 0 | 0 | 0 | 0 | 0 | 0 | 0 | 0 | 0 | 0 | 0 | 0 | 0 | 0 | 0 | 0 | 0 | 0 | 0 | 0 | 0 | 0 | 0 | 0 | 0 | 0 | 0 | 0 | 0 | 0 | 0 | 0 | 0 | 0 | 0 | 0 | 0 | 0 | 0 | 0 | 0 | 0 | 0 | 0 | 0 | 0 | 0 | 0 | 0 | 0 | 0 | 0 | 0 | 0 | 0 | 0 | 0 | 0 | 0 | 0 | 0 | 0 | 0 | 0 | 0 | 0 | 0 | 0 | 0 | 0 | 0 | 0 | 0 | 0 | 0 | 0 | 0 | 0 | 0 | 0 | 0 | 0 | 0 | 0 | 0 | 0 | 0 | 0 | 0 | 0 | 0 | 0 | 0 | 0 | 0 | 0 | 0 | 0 | 0 | 0 | 0 | 0 | 0 | 0 | 0 | 0 | 0 | 0 | 0 | 0 | 0 | 0 | 0 | 0 | 0 | 0 | 0 | 0 | 0 | 0 | 0 | 0 | 0 | 0 | 0 | 0 | 0 | 0 | 0 | 0 | 0 | 0 | 0 | 0 | 0 | 0 | 0 | 0 | 0 | 0 | 0 | 0 | 0 | 0 | 0 | 0 | 0 | 0 | 0 | 0 | 0 | 0 | 0 | 0 | 0 | 0 | 0 | 0 | 0 | 0 | 0 | 0 | 0 | 0 | 0 | 0 | 0 | 0 | 0 | 0 | 0 | 0 | 0 | 0 | 0 | 0 | 0 | 0 | 0 | 0 | 0 | 0 | 0 | 0 | 0 | 0 | 0 | 0 | 0 | 0 | 0 | 0 | 0 | 0 | 0 | 0 | 0 | 0 | 0 | 0 | 0 | 0 | 0 | 0 | 0 | 0 | 0 | 0 | 0 | 0 | 0 | 0 | 0 | 0 | 0 | 0 | 0 | 0 | 0 | 0 | 0 | 0 | 0 | 0 | 0 | 0 | 0 | 0 | 0 | 0 | 0 | 0 | 0 | 0 | 0 | 0 | 0 | 0 | 0 | 0 | 0 | 0 | 0 | 0 | 0 | 0 | 0 | 0 | 0 | 0 | 0 | 0 | 0 | 0 | 0 | 0 | 0 | 0 | 0 | 0 | 0 | 0 | 0 | 0 | 0 | 0 | 0 | 0 | 0 | 0 | 0 | 0 | 0 | 0 | 0 | 0 | 0 | 0 | 0 | 0 | 0 | 0 | 0 | 0 | 0 | 0 | 0 | 0 | 0 | 0 | 0 | 0 | 0 | 0 | 0 | 0 | 0 | 0 | 0 | 0 | 0 | 0 | 0 | 0 | 0 | 0 | 0 | 0 | 0 | 0 | 0 | 0 | 0 | 0 | 0 | 0
R3.2 | 0 | 0 | 0 | 0 | 0 | 0 | 0 | 0 | 0 | 0 | 0 | 0 | 0 | 0 | 0 | 0 | 0 | 0 | 0 | 0 | 0 | 0 | 0 | 0 | 0 | 0 | 0 | 0 | 0 | 0 | 0 | 0 | 0 | 0 | 0 | 0 | 0 | 0 | 0 | 0 | 0 | 0 | 0 | 0 | 0 | 0 | 0 | 0 | 0 | 0 | 0 | 0 | 0 | 0 | 0 | 0 | 0 | 0 | 0 | 0 | 0 | 0 | 0 | 0 | 0 | 0 | 0 | 0 | 0 | 0 | 0 | 0 | 0 | 0 | 0 | 0 | 0 | 0 | 0 | 0 | 0 | 0 | 0 | 0 | 0 | 0 | 0 | 0 | 0 | 0 | 0 | 0 | 0 | 0 | 0 | 0 | 0 | 0 | 0 | 0 | 0 | 0 | 0 | 0 | 0 | 0 | 0 | 0 | 0 | 0 | 0 | 0 | 0 | 0 | 0 | 0 | 0 | 0 | 0 | 0 | 0 | 0 | 0 | 0 | 0 | 0 | 0 | 0 | 0 | 0 | 0 | 0 | 0 | 0 | 0 | 0 | 0 | 0 | 0 | 0 | 0 | 0 | 0 | 0 | 0 | 0 | 0 | 0 | 0 | 0 | 0 | 0 | 0 | 0 | 0 | 0 | 0 | 0 | 0 | 0 | 0 | 0 | 0 | 0 | 0 | 0 | 0 | 0 | 0 | 0 | 0 | 0 | 0 | 0 | 0 | 0 | 0 | 0 | 0 | 0 | 0 | 0 | 0 | 0 | 0 | 0 | 0 | 0 | 0 | 0 | 0 | 0 | 0 | 0 | 0 | 0 | 0 | 0 | 0 | 0 | 0 | 0 | 0 | 0 | 0 | 0 | 0 | 0 | 0 | 0 | 0 | 0 | 0 | 0 | 0 | 0 | 0 | 0 | 0 | 0 | 0 | 0 | 0 | 0 | 0 | 0 | 0 | 0 | 0 | 0 | 0 | 0 | 0 | 0 | 0 | 0 | 0 | 0 | 0 | 0 | 0 | 0 | 0 | 0 | 0 | 0 | 0 | 0 | 0 | 0 | 0 | 0 | 0 | 0 | 0 | 0 | 0 | 0 | 0 | 0 | 0 | 0 | 0 | 0 | 0 | 0 | 0 | 0 | 0 | 0 | 0 | 0 | 0 | 0 | 0 | 0 | 0 | 0 | 0 | 0 | 0 | 0 | 0 | 0 | 0 | 0 | 0 | 0 | 0 | 0 | 0 | 0 | 0 | 0 | 0 | 0 | 0 | 0 | 0 | 0 | 0 | 0 | 0 | 0 | 0 | 0 | 0 | 0 | 0 | 0 | 0 | 0 | 0 | 0 | 0 | 0 | 0 | 0 | 0 | 0 | 0 | 0 | 0 | 0 | 0 | 0 | 0 | 0 | 0 | 0 | 0 | 0 | 0 | 0 | 0 | 0 | 0 | 0 | 0 | 0 | 0 | 0 | 0 | 0 | 0 | 0 | 0 | 0 | 0 | 0 | 0 | 0 | 0 | 0 | 0 | 0 | 0 | 0 | 0 | 0 | 0 | 0 | 0 | 0 | 0 | 0 | 0 | 0 | 0 | 0 | 0 | 0 | 0 | 0 | 0 | 0 | 0 | 0 | 0 | 0 | 0 | 0 | 0 | 0 | 0 | 0 | 0 | 0 | 0 | 0 | 0 | 0 | 0 | 0 | 0 | 0 | 0 | 0 | 0 | 0 | 0 | 0 | 0 | 0 | 0 | 0 | 0 | 0 | 0 | 0 | 0 | 0 | 0 | 0 | 0 | 0 | 0 | 0 | 0 | 0 | 0 | 0 | 0 | 0 | 0 | 0 | 0 | 0 | 0 | 0 | 0 | 0 | 0 | 0 | 0 | 0 | 0 | 0 | 0 | 0 | 0 | 0 | 0 | 0 | 0 | 0 | 0 | 0 | 0 | 0 | 0 | 0 | 0 | 0 | 0 | 0 | 0 | 0 | 0 | 0 | 0 | 0 | 0 | 0 | 0 | 0 | 0 | 0 | 0 | 0 | 0 | 0 | 0 | 0 | 0 | 0 | 0 | 0 | 0 | 0 | 0 | 0 | 0 | 0 | 0 | 0 | 0 | 0 | 0 | 0 | 0 | 0 | 0 | 0 | 0 | 0 | 0 | 0 | 0 | 0 | 0 | 0 | 0 | 0 | 0 | 0 | 0 | 0 | 0 | 0 | 0 | 0 | 0 | 0 | 0 | 0 | 0 | 0 | 0 | 0 | 0 | 0 | 0 | 0 | 0 | 0 | 0 | 0 | 0 | 0 | 0 | 0 | 0 | 0 | 0 | 0 | 0 | 0 | 0 | 0 | 0 | 0 | 0 | 0 | 0 | 0 | 0 | 0 | 0 | 0 | 0 | 0 | 0 | 0 | 0 | 0 | 0 | 0 | 0 | 0 | 0 | 0 | 0 | 0 | 0 | 0 | 0 | 0 | 0 | 0 | 0 | 0 | 0 | 0 | 0 | 0 | 0 | 0 | 0 | 0 | 0 | 0 | 0 | 0 | 0 | 0 | 0 | 0 | 0 | 0 | 0 | 0 | 0 | 0 | 0 | 0 | 0 | 0 | 0 | 0 | 0 | 0 | 0 | 0 | 0 | 0 | 0 | 0 | 0 | 0 | 0 | 0 | 0 | 0 | 0 | 0 | 0 | 0 | 0 | 0 | 0 | 0 | 0 | 0 | 0 | 0 | 0 | 0 | 0 | 0 | 0 | 0 | 0 | 0 | 0 | 0 | 0 | 0 | 0 | 0 | 0 | 0 | 0 | 0 | 0 | 0 | 0 | 0 | 0 | 0 | 0 | 0 | 0 | 0 | 0 | 0 | 0 | 0 | 0 | 0 | 0 | 0 | 0 | 0 | 0 | 0 | 0 | 0 | 0 | 0 | 0 | 0 | 0 | 0 | 0 | 0 | 0 | 0 | 0 | 0 | 0 | 0 | 0 | 0 | 0 | 0 | 0 | 0 | 0 | 0 | 0 | 0 | 0 | 0 | 0 | 0 | 0 | 0 | 0 | 0 | 0 | 0 | 0 | 0 | 0 | 0 | 0 | 0 | 0 | 0 | 0 | 0 | 0 | 0 | 0 | 0 | 0 | 0 | 0 | 0 | 0 | 0 | 0 | 0 | 0 | 0 | 0 | 0 | 0 | 0 | 0 | 0 | 0 | 0 | 0 | 0 | 0 | 0 | 0 | 0 | 0 | 0 | 0 | 0 | 0 | 0 | 0 | 0 | 0 | 0 | 0 | 0 | 0 | 0 | 0 | 0 | 0 | 0 | 0 | 0 | 0 | 0 | 0 | 0 | 0 | 0 | 0 | 0 | 0 | 0 | 0 | 0 | 0 | 0 | 0 | 0 | 0 | 0 | 0 | 0 | 0 | 0 | 0 | 0 | 0 | 0 | 0 | 0 | 0 | 0 | 0 | 0 | 0 | 0 | 0 | 0 | 0 | 0 | 0 | 0 | 0 | 0 | 0 | 0 | 0 | 0 | 0 | 0 | 0 | 0 | 0 | 0 | 0 | 0 | 0 | 0 | 0 | 0 | 0 | 0 | 0 | 0 | 0 | 0 | 0 | 0 | 0 | 0 | 0 | 0 | 0 | 0 | 0 | 0 | 0 | 0 | 0 | 0 | 0 | 0 | 0 | 0 | 0 | 0 | 0 | 0 | 0 | 0 | 0 | 0 | 0 | 0 | 0 | 0 | 0 | 0 | 0 | 0 | 0 | 0 | 0 | 0 | 0 | 0 | 0 | 0 | 0 | 0 | 0 | 0 | 0 | 0 | 0 | 0 | 0 | 0 | 0 | 0 | 0 | 0 | 0 | 0 | 0 | 0 | 0 | 0 | 0 | 0 | 0 | 0 | 0 | 0 | 0 | 0 | 0 | 0 | 0 | 0 | 0 | 0 | 0 | 0 | 0 | 0 | 0 | 0 | 0 | 0 | 0 | 0 | 0 | 0 | 0 | 0 | 0 | 0 | 0 | 0 | 0 | 0 | 0 | 0 | 0 | 0 | 0 | 0 | 0 | 0 | 0 | 0 | 0 | 0 | 0 | 0 | 0 | 0 | 0 | 0 | 0 | 0 | 0 | 0 | 0 | 0 | 0 | 0 | 0 | 0 | 0 | 0 | 0 | 0 | 0 | 0 | 0 | 0 | 0 | 0 | 0 | 0 | 0 | 0 | 0 | 0 | 0 | 0 | 0 | 0 | 0 | 0 | 0 | 0 | 0 | 0 | 0 | 0 | 0 | 0 | 0 | 0 | 0 | 0 | 0 | 0 | 0 | 0 | 0 | 0 | 0 | 0 | 0 | 0 | 0 | 0 | 0 | 0 | 0 | 0 | 0 | 0
R4.1 | 0 | 0 | 0 | 0 | 0 | 0 | 0 | 0 | 0 | 0 | 0 | 0 | 0 | 0 | 0 | 0 | 0 | 0 | 0 | 0 | 0 | 0 | 0 | 0 | 0 | 0 | 0 | 0 | 0 | 0 | 0 | 0 | 0 | 0 | 0 | 0 | 0 | 0 | 0 | 0 | 0 | 0 | 0 | 0 | 0 | 0 | 0 | 0 | 0 | 0 | 0 | 0 | 0 | 0 | 0 | 0 | 0 | 0 | 0 | 0 | 0 | 0 | 0 | 0 | 0 | 0 | 0 | 0 | 0 | 0 | 0 | 0 | 0 | 0 | 0 | 0 | 0 | 0 | 0 | 0 | 0 | 0 | 0 | 0 | 0 | 0 | 0 | 0 | 0 | 0 | 0 | 0 | 0 | 0 | 0 | 0 | 0 | 0 | 0 | 0 | 0 | 0 | 0 | 0 | 0 | 0 | 0 | 0 | 0 | 0 | 0 | 0 | 0 | 0 | 0 | 0 | 0 | 0 | 0 | 0 | 0 | 0 | 0 | 0 | 0 | 0 | 0 | 0 | 0 | 0 | 0 | 0 | 0 | 0 | 0 | 0 | 0 | 0 | 0 | 0 | 0 | 0 | 0 | 0 | 0 | 0 | 0 | 0 | 0 | 0 | 0 | 0 | 0 | 0 | 0 | 0 | 0 | 0 | 0 | 0 | 0 | 0 | 0 | 0 | 0 | 0 | 0 | 0 | 0 | 0 | 0 | 0 | 0 | 0 | 0 | 0 | 0 | 0 | 0 | 0 | 0 | 0 | 0 | 0 | 0 | 0 | 0 | 0 | 0 | 0 | 0 | 0 | 0 | 0 | 0 | 0 | 0 | 0 | 0 | 0 | 0 | 0 | 0 | 0 | 0 | 0 | 0 | 0 | 0 | 0 | 0 | 0 | 0 | 0 | 0 | 0 | 0 | 0 | 0 | 0 | 0 | 0 | 0 | 0 | 0 | 0 | 0 | 0 | 0 | 0 | 0 | 0 | 0 | 0 | 0 | 0 | 0 | 0 | 0 | 0 | 0 | 0 | 0 | 0 | 0 | 0 | 0 | 0 | 0 | 0 | 0 | 0 | 0 | 0 | 0 | 0 | 0 | 0 | 0 | 0 | 0 | 0 | 0 | 0 | 0 | 0 | 0 | 0 | 0 | 0 | 0 | 0 | 0 | 0 | 0 | 0 | 0 | 0 | 0 | 0 | 0 | 0 | 0 | 0 | 0 | 0 | 0 | 0 | 0 | 0 | 0 | 0 | 0 | 0 | 0 | 0 | 0 | 0 | 0 | 0 | 0 | 0 | 0 | 0 | 0 | 0 | 0 | 0 | 0 | 0 | 0 | 0 | 0 | 0 | 0 | 0 | 0 | 0 | 0 | 0 | 0 | 0 | 0 | 0 | 0 | 0 | 0 | 0 | 0 | 0 | 0 | 0 | 0 | 0 | 0 | 0 | 0 | 0 | 0 | 0 | 0 | 0 | 0 | 0 | 0 | 0 | 0 | 0 | 0 | 0 | 0 | 0 | 0 | 0 | 0 | 0 | 0 | 0 | 0 | 0 | 0 | 0 | 0 | 0 | 0 | 0 | 0 | 0 | 0 | 0 | 0 | 0 | 0 | 0 | 0 | 0 | 0 | 0 | 0 | 0 | 0 | 0 | 0 | 0 | 0 | 0 | 0 | 0 | 0 | 0 | 0 | 0 | 0 | 0 | 0 | 0 | 0 | 0 | 0 | 0 | 0 | 0 | 0 | 0 | 0 | 0 | 0 | 0 | 0 | 0 | 0 | 0 | 0 | 0 | 0 | 0 | 0 | 0 | 0 | 0 | 0 | 0 | 0 | 0 | 0 | 0 | 0 | 0 | 0 | 0 | 0 | 0 | 0 | 0 | 0 | 0 | 0 | 0 | 0 | 0 | 0 | 0 | 0 | 0 | 0 | 0 | 0 | 0 | 0 | 0 | 0 | 0 | 0 | 0 | 0 | 0 | 0 | 0 | 0 | 0 | 0 | 0 | 0 | 0 | 0 | 0 | 0 | 0 | 0 | 0 | 0 | 0 | 0 | 0 | 0 | 0 | 0 | 0 | 0 | 0 | 0 | 0 | 0 | 0 | 0 | 0 | 0 | 0 | 0 | 0 | 0 | 0 | 0 | 0 | 0 | 0 | 0 | 0 | 0 | 0 | 0 | 0 | 0 | 0 | 0 | 0 | 0 | 0 | 0 | 0 | 0 | 0 | 0 | 0 | 0 | 0 | 0 | 0 | 0 | 0 | 0 | 0 | 0 | 0 | 0 | 0 | 0 | 0 | 0 | 0 | 0 | 0 | 0 | 0 | 0 | 0 | 0 | 0 | 0 | 0 | 0 | 0 | 0 | 0 | 0 | 0 | 0 | 0 | 0 | 0 | 0 | 0 | 0 | 0 | 0 | 0 | 0 | 0 | 0 | 0 | 0 | 0 | 0 | 0 | 0 | 0 | 0 | 0 | 0 | 0 | 0 | 0 | 0 | 0 | 0 | 0 | 0 | 0 | 0 | 0 | 0 | 0 | 0 | 0 | 0 | 0 | 0 | 0 | 0 | 0 | 0 | 0 | 0 | 0 | 0 | 0 | 0 | 0 | 0 | 0 | 0 | 0 | 0 | 0 | 0 | 0 | 0 | 0 | 0 | 0 | 0 | 0 | 0 | 0 | 0 | 0 | 0 | 0 | 0 | 0 | 0 | 0 | 0 | 0 | 0 | 0 | 0 | 0 | 0 | 0 | 0 | 0 | 0 | 0 | 0 | 0 | 0 | 0 | 0 | 0 | 0 | 0 | 0 | 0 | 0 | 0 | 0 | 0 | 0 | 0 | 0 | 0 | 0 | 0 | 0 | 0 | 0 | 0 | 0 | 0 | 0 | 0 | 0 | 0 | 0 | 0 | 0 | 0 | 0 | 0 | 0 | 0 | 0 | 0 | 0 | 0 | 0 | 0 | 0 | 0 | 0 | 0 | 0 | 0 | 0 | 0 | 0 | 0 | 0 | 0 | 0 | 0 | 0 | 0 | 0 | 0 | 0 | 0 | 0 | 0 | 0 | 0 | 0 | 0 | 0 | 0 | 0 | 0 | 0 | 0 | 0 | 0 | 0 | 0 | 0 | 0 | 0 | 0 | 0 | 0 | 0 | 0 | 0 | 0 | 0 | 0 | 0 | 0 | 0 | 0 | 0 | 0 | 0 | 0 | 0 | 0 | 0 | 0 | 0 | 0 | 0 | 0 | 0 | 0 | 0 | 0 | 0 | 0 | 0 | 0 | 0 | 0 | 0 | 0 | 0 | 0 | 0 | 0 | 0 | 0 | 0 | 0 | 0 | 0 | 0 | 0 | 0 | 0 | 0 | 0 | 0 | 0 | 0 | 0 | 0 | 0 | 0 | 0 | 0 | 0 | 0 | 0 | 0 | 0 | 0 | 0 | 0 | 0 | 0 | 0 | 0 | 0 | 0 | 0 | 0 | 0 | 0 | 0 | 0 | 0 | 0 | 0 | 0 | 0 | 0 | 0 | 0 | 0 | 0 | 0 | 0 | 0 | 0 | 0 | 0 | 0 | 0 | 0 | 0 | 0 | 0 | 0 | 0 | 0 | 0 | 0 | 0 | 0 | 0 | 0 | 0 | 0 | 0 | 0 | 0 | 0 | 0 | 0 | 0 | 0 | 0 | 0 | 0 | 0 | 0 | 0 | 0 | 0 | 0 | 0 | 0 | 0 | 0 | 0 | 0 | 0 | 0 | 0 | 0 | 0 | 0 | 0 | 0 | 0 | 0 | 0 | 0 | 0 | 0 | 0 | 0 | 0 | 0 | 0 | 0 | 0 | 0 | 0 | 0 | 0 | 0 | 0 | 0 | 0 | 0 | 0 | 0 | 0 | 0 | 0 | 0 | 0 | 0 | 0 | 0 | 0 | 0 | 0 | 0 | 0 | 0 | 0 | 0 | 0 | 0 | 0 | 0 | 0 | 0 | 0 | 0 | 0 | 0 | 0 | 0 | 0 | 0 | 0 | 0 | 0 | 0 | 0 | 0 | 0 | 0 | 0 | 0 | 0 | 0 | 0 | 0 | 0 | 0 | 0 | 0 | 0 | 0 | 0 | 0 | 0 | 0 | 0 | 0 | 0 | 0 | 0 | 0 | 0 | 0 | 0 | 0 | 0 | 0 | 0 | 0 | 0 | 0 | 0 | 0 | 0 | 0 | 0 | 0 | 0 | 0 | 0 | 0 | 0 | 0 | 0 | 0 | 0 | 0 | 0 | 0 | 0 | 0 | 0 | 0 | 0 | 0 | 0 | 0 | 0 | 0 | 0 | 0 | 0 | 0 | 0 | 0 | 0 | 0 | 0 | 0 | 0 | 0 | 0 | 0 | 0
R4.2 | 0 | 0 | 0 | 0 | 0 | 0 | 0 | 0 | 0 | 0 | 0 | 0 | 0 | 0 | 0 | 0 | 0 | 0 | 0 | 0 | 0 | 0 | 0 | 0 | 0 | 0 | 0 | 0 | 0 | 0 | 0 | 0 | 0 | 0 | 0 | 0 | 0 | 0 | 0 | 0 | 0 | 0 | 0 | 0 | 0 | 0 | 0 | 0 | 0 | 0 | 0 | 0 | 0 | 0 | 0 | 0 | 0 | 0 | 0 | 0 | 0 | 0 | 0 | 0 | 0 | 0 | 0 | 0 | 0 | 0 | 0 | 0 | 0 | 0 | 0 | 0 | 0 | 0 | 0 | 0 | 0 | 0 | 0 | 0 | 0 | 0 | 0 | 0 | 0 | 0 | 0 | 0 | 0 | 0 | 0 | 0 | 0 | 0 | 0 | 0 | 0 | 0 | 0 | 0 | 0 | 0 | 0 | 0 | 0 | 0 | 0 | 0 | 0 | 0 | 0 | 0 | 0 | 0 | 0 | 0 | 0 | 0 | 0 | 0 | 0 | 0 | 0 | 0 | 0 | 0 | 0 | 0 | 0 | 0 | 0 | 0 | 0 | 0 | 0 | 0 | 0 | 0 | 0 | 0 | 0 | 0 | 0 | 0 | 0 | 0 | 0 | 0 | 0 | 0 | 0 | 0 | 0 | 0 | 0 | 0 | 0 | 0 | 0 | 0 | 0 | 0 | 0 | 0 | 0 | 0 | 0 | 0 | 0 | 0 | 0 | 0 | 0 | 0 | 0 | 0 | 0 | 0 | 0 | 0 | 0 | 0 | 0 | 0 | 0 | 0 | 0 | 0 | 0 | 0 | 0 | 0 | 0 | 0 | 0 | 0 | 0 | 0 | 0 | 0 | 0 | 0 | 0 | 0 | 0 | 0 | 0 | 0 | 0 | 0 | 0 | 0 | 0 | 0 | 0 | 0 | 0 | 0 | 0 | 0 | 0 | 0 | 0 | 0 | 0 | 0 | 0 | 0 | 0 | 0 | 0 | 0 | 0 | 0 | 0 | 0 | 0 | 0 | 0 | 0 | 0 | 0 | 0 | 0 | 0 | 0 | 0 | 0 | 0 | 0 | 0 | 0 | 0 | 0 | 0 | 0 | 0 | 0 | 0 | 0 | 0 | 0 | 0 | 0 | 0 | 0 | 0 | 0 | 0 | 0 | 0 | 0 | 0 | 0 | 0 | 0 | 0 | 0 | 0 | 0 | 0 | 0 | 0 | 0 | 0 | 0 | 0 | 0 | 0 | 0 | 0 | 0 | 0 | 0 | 0 | 0 | 0 | 0 | 0 | 0 | 0 | 0 | 0 | 0 | 0 | 0 | 0 | 0 | 0 | 0 | 0 | 0 | 0 | 0 | 0 | 0 | 0 | 0 | 0 | 0 | 0 | 0 | 0 | 0 | 0 | 0 | 0 | 0 | 0 | 0 | 0 | 0 | 0 | 0 | 0 | 0 | 0 | 0 | 0 | 0 | 0 | 0 | 0 | 0 | 0 | 0 | 0 | 0 | 0 | 0 | 0 | 0 | 0 | 0 | 0 | 0 | 0 | 0 | 0 | 0 | 0 | 0 | 0 | 0 | 0 | 0 | 0 | 0 | 0 | 0 | 0 | 0 | 0 | 0 | 0 | 0 | 0 | 0 | 0 | 0 | 0 | 0 | 0 | 0 | 0 | 0 | 0 | 0 | 0 | 0 | 0 | 0 | 0 | 0 | 0 | 0 | 0 | 0 | 0 | 0 | 0 | 0 | 0 | 0 | 0 | 0 | 0 | 0 | 0 | 0 | 0 | 0 | 0 | 0 | 0 | 0 | 0 | 0 | 0 | 0 | 0 | 0 | 0 | 0 | 0 | 0 | 0 | 0 | 0 | 0 | 0 | 0 | 0 | 0 | 0 | 0 | 0 | 0 | 0 | 0 | 0 | 0 | 0 | 0 | 0 | 0 | 0 | 0 | 0 | 0 | 0 | 0 | 0 | 0 | 0 | 0 | 0 | 0 | 0 | 0 | 0 | 0 | 0 | 0 | 0 | 0 | 0 | 0 | 0 | 0 | 0 | 0 | 0 | 0 | 0 | 0 | 0 | 0 | 0 | 0 | 0 | 0 | 0 | 0 | 0 | 0 | 0 | 0 | 0 | 0 | 0 | 0 | 0 | 0 | 0 | 0 | 0 | 0 | 0 | 0 | 0 | 0 | 0 | 0 | 0 | 0 | 0 | 0 | 0 | 0 | 0 | 0 | 0 | 0 | 0 | 0 | 0 | 0 | 0 | 0 | 0 | 0 | 0 | 0 | 0 | 0 | 0 | 0 | 0 | 0 | 0 | 0 | 0 | 0 | 0 | 0 | 0 | 0 | 0 | 0 | 0 | 0 | 0 | 0 | 0 | 0 | 0 | 0 | 0 | 0 | 0 | 0 | 0 | 0 | 0 | 0 | 0 | 0 | 0 | 0 | 0 | 0 | 0 | 0 | 0 | 0 | 0 | 0 | 0 | 0 | 0 | 0 | 0 | 0 | 0 | 0 | 0 | 0 | 0 | 0 | 0 | 0 | 0 | 0 | 0 | 0 | 0 | 0 | 0 | 0 | 0 | 0 | 0 | 0 | 0 | 0 | 0 | 0 | 0 | 0 | 0 | 0 | 0 | 0 | 0 | 0 | 0 | 0 | 0 | 0 | 0 | 0 | 0 | 0 | 0 | 0 | 0 | 0 | 0 | 0 | 0 | 0 | 0 | 0 | 0 | 0 | 0 | 0 | 0 | 0 | 0 | 0 | 0 | 0 | 0 | 0 | 0 | 0 | 0 | 0 | 0 | 0 | 0 | 0 | 0 | 0 | 0 | 0 | 0 | 0 | 0 | 0 | 0 | 0 | 0 | 0 | 0 | 0 | 0 | 0 | 0 | 0 | 0 | 0 | 0 | 0 | 0 | 0 | 0 | 0 | 0 | 0 | 0 | 0 | 0 | 0 | 0 | 0 | 0 | 0 | 0 | 0 | 0 | 0 | 0 | 0 | 0 | 0 | 0 | 0 | 0 | 0 | 0 | 0 | 0 | 0 | 0 | 0 | 0 | 0 | 0 | 0 | 0 | 0 | 0 | 0 | 0 | 0 | 0 | 0 | 0 | 0 | 0 | 0 | 0 | 0 | 0 | 0 | 0 | 0 | 0 | 0 | 0 | 0 | 0 | 0 | 0 | 0 | 0 | 0 | 0 | 0 | 0 | 0 | 0 | 0 | 0 | 0 | 0 | 0 | 0 | 0 | 0 | 0 | 0 | 0 | 0 | 0 | 0 | 0 | 0 | 0 | 0 | 0 | 0 | 0 | 0 | 0 | 0 | 0 | 0 | 0 | 0 | 0 | 0 | 0 | 0 | 0 | 0 | 0 | 0 | 0 | 0 | 0 | 0 | 0 | 0 | 0 | 0 | 0 | 0 | 0 | 0 | 0 | 0 | 0 | 0 | 0 | 0 | 0 | 0 | 0 | 0 | 0 | 0 | 0 | 0 | 0 | 0 | 0 | 0 | 0 | 0 | 0 | 0 | 0 | 0 | 0 | 0 | 0 | 0 | 0 | 0 | 0 | 0 | 0 | 0 | 0 | 0 | 0 | 0 | 0 | 0 | 0 | 0 | 0 | 0 | 0 | 0 | 0 | 0 | 0 | 0 | 0 | 0 | 0 | 0 | 0 | 0 | 0 | 0 | 0 | 0 | 0 | 0 | 0 | 0 | 0 | 0 | 0 | 0 | 0 | 0 | 0 | 0 | 0 | 0 | 0 | 0 | 0 | 0 | 0 | 0 | 0 | 0 | 0 | 0 | 0 | 0 | 0 | 0 | 0 | 0 | 0 | 0 | 0 | 0 | 0 | 0 | 0 | 0 | 0 | 0 | 0 | 0 | 0 | 0 | 0 | 0 | 0 | 0 | 0 | 0 | 0 | 0 | 0 | 0 | 0 | 0 | 0 | 0 | 0 | 0 | 0 | 0 | 0 | 0 | 0 | 0 | 0 | 0 | 0 | 0 | 0 | 0 | 0 | 0 | 0 | 0 | 0 | 0 | 0 | 0 | 0 | 0 | 0 | 0 | 0 | 0 | 0 | 0 | 0 | 0 | 0 | 0 | 0 | 0 | 0 | 0 | 0 | 0 | 0 | 0 | 0 | 0 | 0 | 0 | 0 | 0 | 0 | 0 | 0 | 0 | 0 | 0 | 0 | 0 | 0 | 0 | 0 | 0 | 0 | 0 | 0 | 0 | 0 | 0 | 0 | 0 | 0 | 0 | 0 | 0 | 0 | 0 | 0 | 0 | 0 | 0 | 0 | 0 | 0 | 0 | 0 | 0 | 0 | 0 | 0 | 0 | 0 | 0 | 0 | 0 | 0 | 0 | 0
Overloaded transformers (#hours)
R3.1 | 0 | 0 | 0 | 0 | 0 | 0 | 0 | 0 | 0 | 0 | 0 | 0 | 0 | 0 | 0 | 0 | 0 | 0 | 0 | 0 | 0 | 0 | 0 | 0 | 0 | 0 | 0 | 0 | 0 | 0 | 0 | 0 | 0 | 0 | 0 | 0 | 0 | 0 | 0 | 0 | 0 | 0 | 0 | 0 | 0 | 0 | 0 | 0 | 0 | 0 | 0 | 0 | 0 | 0 | 0 | 0 | 0 | 0 | 0 | 0 | 0 | 0 | 0 | 0 | 0 | 0 | 0 | 0 | 0 | 0 | 0 | 0 | 0 | 0 | 0 | 0 | 0 | 0 | 0 | 0 | 0 | 0 | 0 | 0 | 0 | 0 | 0 | 0 | 0 | 0 | 0 | 0 | 0 | 0 | 0 | 0 | 0 | 0 | 0 | 0 | 0 | 0 | 0 | 0 | 0 | 0 | 0 | 0 | 0 | 0 | 0 | 0 | 0 | 0 | 0 | 0 | 0 | 0 | 0 | 0 | 0 | 0 | 0 | 0 | 0 | 0 | 0 | 0 | 0 | 0 | 0 | 0 | 0 | 0 | 0 | 0 | 0 | 0 | 0 | 0 | 0 | 0 | 0 | 0 | 0 | 0 | 0 | 0 | 0 | 0 | 0 | 0 | 0 | 0 | 0 | 0 | 0 | 0 | 0 | 0 | 0 | 0 | 0 | 0 | 0 | 0 | 0 | 0 | 0 | 0 | 0 | 0 | 0 | 0 | 0 | 0 | 0 | 0 | 0 | 0 | 0 | 0 | 0 | 0 | 0 | 0 | 0 | 0 | 0 | 0 | 0 | 0 | 0 | 0 | 0 | 0 | 0 | 0 | 0 | 0 | 0 | 0 | 0 | 0 | 0 | 0 | 0 | 0 | 0 | 0 | 0 | 0 | 0 | 0 | 0 | 0 | 0 | 0 | 0 | 0 | 0 | 0 | 0 | 0 | 0 | 0 | 0 | 0 | 0 | 0 | 0 | 0 | 0 | 0 | 0 | 0 | 0 | 0 | 0 | 0 | 0 | 0 | 0 | 0 | 0 | 0 | 0 | 0 | 0 | 0 | 0 | 0 | 0 | 0 | 0 | 0 | 0 | 0 | 0 | 0 | 0 | 0 | 0 | 0 | 0 | 0 | 0 | 0 | 0 | 0 | 0 | 0 | 0 | 0 | 0 | 0 | 0 | 0 | 0 | 0 | 0 | 0 | 0 | 0 | 0 | 0 | 0 | 0 | 0 | 0 | 0 | 0 | 0 | 0 | 0 | 0 | 0 | 0 | 0 | 0 | 0 | 0 | 0 | 0 | 0 | 0 | 0 | 0 | 0 | 0 | 0 | 0 | 0 | 0 | 0 | 0 | 0 | 0 | 0 | 0 | 0 | 0 | 0 | 0 | 0 | 0 | 0 | 0 | 0 | 0 | 0 | 0 | 0 | 0 | 0 | 0 | 0 | 0 | 0 | 0 | 0 | 0 | 0 | 0 | 0 | 0 | 0 | 0 | 0 | 0 | 0 | 0 | 0 | 0 | 0 | 0 | 0 | 0 | 0 | 0 | 0 | 0 | 0 | 0 | 0 | 0 | 0 | 0 | 0 | 0 | 0 | 0 | 0 | 0 | 0 | 0 | 0 | 0 | 0 | 0 | 0 | 0 | 0 | 0 | 0 | 0 | 0 | 0 | 0 | 0 | 0 | 0 | 0 | 0 | 0 | 0 | 0 | 0 | 0 | 0 | 0 | 0 | 0 | 0 | 0 | 0 | 0 | 0 | 0 | 0 | 0 | 0 | 0 | 0 | 0 | 0 | 0 | 0 | 0 | 0 | 0 | 0 | 0 | 0 | 0 | 0 | 0 | 0 | 0 | 0 | 0 | 0 | 0 | 0 | 0 | 0 | 0 | 0 | 0 | 0 | 0 | 0 | 0 | 0 | 0 | 0 | 0 | 0 | 0 | 0 | 0 | 0 | 0 | 0 | 0 | 0 | 0 | 0 | 0 | 0 | 0 | 0 | 0 | 0 | 0 | 0 | 0 | 0 | 0 | 0 | 0 | 0 | 0 | 0 | 0 | 0 | 0 | 0 | 0 | 0 | 0 | 0 | 0 | 0 | 0 | 0 | 0 | 0 | 0 | 0 | 0 | 0 | 0 | 0 | 0 | 0 | 0 | 0 | 0 | 0 | 0 | 0 | 0 | 0 | 0 | 0 | 0 | 0 | 0 | 0 | 0 | 0 | 0 | 0 | 0 | 0 | 0 | 0 | 0 | 0 | 0 | 0 | 0 | 0 | 0 | 0 | 0 | 0 | 0 | 0 | 0 | 0 | 0 | 0 | 0 | 0 | 0 | 0 | 0 | 0 | 0 | 0 | 0 | 0 | 0 | 0 | 0 | 0 | 0 | 0 | 0 | 0 | 0 | 0 | 0 | 0 | 0 | 0 | 0 | 0 | 0 | 0 | 0 | 0 | 0 | 0 | 0 | 0 | 0 | 0 | 0 | 0 | 0 | 0 | 0 | 0 | 0 | 0 | 0 | 0 | 0 | 0 | 0 | 0 | 0 | 0 | 0 | 0 | 0 | 0 | 0 | 0 | 0 | 0 | 0 | 0 | 0 | 0 | 0 | 0 | 0 | 0 | 0 | 0 | 0 | 0 | 0 | 0 | 0 | 0 | 0 | 0 | 0 | 0 | 0 | 0 | 0 | 0 | 0 | 0 | 0 | 0 | 0 | 0 | 0 | 0 | 0 | 0 | 0 | 0 | 0 | 0 | 0 | 0 | 0 | 0 | 0 | 0 | 0 | 0 | 0 | 0 | 0 | 0 | 0 | 0 | 0 | 0 | 0 | 0 | 0 | 0 | 0 | 0 | 0 | 0 | 0 | 0 | 0 | 0 | 0 | 0 | 0 | 0 | 0 | 0 | 0 | 0 | 0 | 0 | 0 | 0 | 0 | 0 | 0 | 0 | 0 | 0 | 0 | 0 | 0 | 0 | 0 | 0 | 0 | 0 | 0 | 0 | 0 | 0 | 0 | 0 | 0 | 0 | 0 | 0 | 0 | 0 | 0 | 0 | 0 | 0 | 0 | 0 | 0 | 0 | 0 | 0 | 0 | 0 | 0 | 0 | 0 | 0 | 0 | 0 | 0 | 0 | 0 | 0 | 0 | 0 | 0 | 0 | 0 | 0 | 0 | 0 | 0 | 0 | 0 | 0 | 0 | 0 | 0 | 0 | 0 | 0 | 0 | 0 | 0 | 0 | 0 | 0 | 0 | 0 | 0 | 0 | 0 | 0 | 0 | 0 | 0 | 0 | 0 | 0 | 0 | 0 | 0 | 0 | 0 | 0 | 0 | 0 | 0 | 0 | 0 | 0 | 0 | 0 | 0 | 0 | 0 | 0 | 0 | 0 | 0 | 0 | 0 | 0 | 0 | 0 | 0 | 0 | 0 | 0 | 0 | 0 | 0 | 0 | 0 | 0 | 0 | 0 | 0 | 0 | 0 | 0 | 0 | 0 | 0 | 0 | 0 | 0 | 0 | 0 | 0 | 0 | 0 | 0 | 0 | 0 | 0 | 0 | 0 | 0 | 0 | 0 | 0 | 0 | 0 | 0 | 0 | 0 | 0 | 0 | 0 | 0 | 0 | 0 | 0 | 0 | 0 | 0 | 0 | 0 | 0 | 0 | 0 | 0 | 0 | 0 | 0 | 0 | 0 | 0 | 0 | 0 | 0 | 0 | 0 | 0 | 0 | 0 | 0 | 0 | 0 | 0 | 0 | 0 | 0 | 0 | 0 | 0 | 0 | 0 | 0 | 0 | 0 | 0 | 0 | 0 | 0 | 0 | 0 | 0 | 0 | 0 | 0 | 0 | 0 | 0 | 0 | 0 | 0 | 0 | 0 | 0 | 0 | 0 | 0 | 0 | 0 | 0 | 0 | 0 | 0 | 0 | 0 | 0 | 0 | 0 | 0 | 0 | 0 | 0 | 0 | 0 | 0 | 0 | 0 | 0 | 0 | 0 | 0 | 0 | 0 | 0 | 0 | 0 | 0 | 0 | 0 | 0 | 0 | 0 | 0 | 0 | 0 | 0 | 0 | 0 | 0 | 0 | 0 | 0 | 0 | 0 | 0 | 0 | 0 | 0 | 0 | 0 | 0 | 0 | 0 | 0 | 0 | 0 | 0 | 0 | 0 | 0 | 0 | 0 | 0 | 0 | 0 | 0 | 0 | 0 | 0 | 0 | 0 | 0 | 0 | 0 | 0 | 0 | 0 | 0 | 0 | 0 | 0 | 0 | 0 | 0 | 0 | 0 | 0 | 0 | 0 | 0 | 0 | 0 | 0 | 0 | 0 | 0 | 0 | 0 | 0 | 0 | 0 | 0 | 0 | 0 | 0 | 0
R3.2 | 0 | 0 | 0 | 0 | 0 | 0 | 0 | 0 | 0 | 0 | 0 | 0 | 0 | 0 | 0 | 0 | 0 | 0 | 0 | 0 | 0 | 0 | 0 | 0 | 0 | 0 | 0 | 0 | 0 | 0 | 0 | 0 | 0 | 0 | 0 | 0 | 0 | 0 | 0 | 0 | 0 | 0 | 0 | 0 | 0 | 0 | 0 | 0 | 0 | 0 | 0 | 0 | 0 | 0 | 0 | 0 | 0 | 0 | 0 | 0 | 0 | 0 | 0 | 0 | 0 | 0 | 0 | 0 | 0 | 0 | 0 | 0 | 0 | 0 | 0 | 0 | 0 | 0 | 0 | 0 | 0 | 0 | 0 | 0 | 0 | 0 | 0 | 0 | 0 | 0 | 0 | 0 | 0 | 0 | 0 | 0 | 0 | 0 | 0 | 0 | 0 | 0 | 0 | 0 | 0 | 0 | 0 | 0 | 0 | 0 | 0 | 0 | 0 | 0 | 0 | 0 | 0 | 0 | 0 | 0 | 0 | 0 | 0 | 0 | 0 | 0 | 0 | 0 | 0 | 0 | 0 | 0 | 0 | 0 | 0 | 0 | 0 | 0 | 0 | 0 | 0 | 0 | 0 | 0 | 0 | 0 | 0 | 0 | 0 | 0 | 0 | 0 | 0 | 0 | 0 | 0 | 0 | 0 | 0 | 0 | 0 | 0 | 0 | 0 | 0 | 0 | 0 | 0 | 0 | 0 | 0 | 0 | 0 | 0 | 0 | 0 | 0 | 0 | 0 | 0 | 0 | 0 | 0 | 0 | 0 | 0 | 0 | 0 | 0 | 0 | 0 | 0 | 0 | 0 | 0 | 0 | 0 | 0 | 0 | 0 | 0 | 0 | 0 | 0 | 0 | 0 | 0 | 0 | 0 | 0 | 0 | 0 | 0 | 0 | 0 | 0 | 0 | 0 | 0 | 0 | 0 | 0 | 0 | 0 | 0 | 0 | 0 | 0 | 0 | 0 | 0 | 0 | 0 | 0 | 0 | 0 | 0 | 0 | 0 | 0 | 0 | 0 | 0 | 0 | 0 | 0 | 0 | 0 | 0 | 0 | 0 | 0 | 0 | 0 | 0 | 0 | 0 | 0 | 0 | 0 | 0 | 0 | 0 | 0 | 0 | 0 | 0 | 0 | 0 | 0 | 0 | 0 | 0 | 0 | 0 | 0 | 0 | 0 | 0 | 0 | 0 | 0 | 0 | 0 | 0 | 0 | 0 | 0 | 0 | 0 | 0 | 0 | 0 | 0 | 0 | 0 | 0 | 0 | 0 | 0 | 0 | 0 | 0 | 0 | 0 | 0 | 0 | 0 | 0 | 0 | 0 | 0 | 0 | 0 | 0 | 0 | 0 | 0 | 0 | 0 | 0 | 0 | 0 | 0 | 0 | 0 | 0 | 0 | 0 | 0 | 0 | 0 | 0 | 0 | 0 | 0 | 0 | 0 | 0 | 0 | 0 | 0 | 0 | 0 | 0 | 0 | 0 | 0 | 0 | 0 | 0 | 0 | 0 | 0 | 0 | 0 | 0 | 0 | 0 | 0 | 0 | 0 | 0 | 0 | 0 | 0 | 0 | 0 | 0 | 0 | 0 | 0 | 0 | 0 | 0 | 0 | 0 | 0 | 0 | 0 | 0 | 0 | 0 | 0 | 0 | 0 | 0 | 0 | 0 | 0 | 0 | 0 | 0 | 0 | 0 | 0 | 0 | 0 | 0 | 0 | 0 | 0 | 0 | 0 | 0 | 0 | 0 | 0 | 0 | 0 | 0 | 0 | 0 | 0 | 0 | 0 | 0 | 0 | 0 | 0 | 0 | 0 | 0 | 0 | 0 | 0 | 0 | 0 | 0 | 0 | 0 | 0 | 0 | 0 | 0 | 0 | 0 | 0 | 0 | 0 | 0 | 0 | 0 | 0 | 0 | 0 | 0 | 0 | 0 | 0 | 0 | 0 | 0 | 0 | 0 | 0 | 0 | 0 | 0 | 0 | 0 | 0 | 0 | 0 | 0 | 0 | 0 | 0 | 0 | 0 | 0 | 0 | 0 | 0 | 0 | 0 | 0 | 0 | 0 | 0 | 0 | 0 | 0 | 0 | 0 | 0 | 0 | 0 | 0 | 0 | 0 | 0 | 0 | 0 | 0 | 0 | 0 | 0 | 0 | 0 | 0 | 0 | 0 | 0 | 0 | 0 | 0 | 0 | 0 | 0 | 0 | 0 | 0 | 0 | 0 | 0 | 0 | 0 | 0 | 0 | 0 | 0 | 0 | 0 | 0 | 0 | 0 | 0 | 0 | 0 | 0 | 0 | 0 | 0 | 0 | 0 | 0 | 0 | 0 | 0 | 0 | 0 | 0 | 0 | 0 | 0 | 0 | 0 | 0 | 0 | 0 | 0 | 0 | 0 | 0 | 0 | 0 | 0 | 0 | 0 | 0 | 0 | 0 | 0 | 0 | 0 | 0 | 0 | 0 | 0 | 0 | 0 | 0 | 0 | 0 | 0 | 0 | 0 | 0 | 0 | 0 | 0 | 0 | 0 | 0 | 0 | 0 | 0 | 0 | 0 | 0 | 0 | 0 | 0 | 0 | 0 | 0 | 0 | 0 | 0 | 0 | 0 | 0 | 0 | 0 | 0 | 0 | 0 | 0 | 0 | 0 | 0 | 0 | 0 | 0 | 0 | 0 | 0 | 0 | 0 | 0 | 0 | 0 | 0 | 0 | 0 | 0 | 0 | 0 | 0 | 0 | 0 | 0 | 0 | 0 | 0 | 0 | 0 | 0 | 0 | 0 | 0 | 0 | 0 | 0 | 0 | 0 | 0 | 0 | 0 | 0 | 0 | 0 | 0 | 0 | 0 | 0 | 0 | 0 | 0 | 0 | 0 | 0 | 0 | 0 | 0 | 0 | 0 | 0 | 0 | 0 | 0 | 0 | 0 | 0 | 0 | 0 | 0 | 0 | 0 | 0 | 0 | 0 | 0 | 0 | 0 | 0 | 0 | 0 | 0 | 0 | 0 | 0 | 0 | 0 | 0 | 0 | 0 | 0 | 0 | 0 | 0 | 0 | 0 | 0 | 0 | 0 | 0 | 0 | 0 | 0 | 0 | 0 | 0 | 0 | 0 | 0 | 0 | 0 | 0 | 0 | 0 | 0 | 0 | 0 | 0 | 0 | 0 | 0 | 0 | 0 | 0 | 0 | 0 | 0 | 0 | 0 | 0 | 0 | 0 | 0 | 0 | 0 | 0 | 0 | 0 | 0 | 0 | 0 | 0 | 0 | 0 | 0 | 0 | 0 | 0 | 0 | 0 | 0 | 0 | 0 | 0 | 0 | 0 | 0 | 0 | 0 | 0 | 0 | 0 | 0 | 0 | 0 | 0 | 0 | 0 | 0 | 0 | 0 | 0 | 0 | 0 | 0 | 0 | 0 | 0 | 0 | 0 | 0 | 0 | 0 | 0 | 0 | 0 | 0 | 0 | 0 | 0 | 0 | 0 | 0 | 0 | 0 | 0 | 0 | 0 | 0 | 0 | 0 | 0 | 0 | 0 | 0 | 0 | 0 | 0 | 0 | 0 | 0 | 0 | 0 | 0 | 0 | 0 | 0 | 0 | 0 | 0 | 0 | 0 | 0 | 0 | 0 | 0 | 0 | 0 | 0 | 0 | 0 | 0 | 0 | 0 | 0 | 0 | 0 | 0 | 0 | 0 | 0 | 0 | 0 | 0 | 0 | 0 | 0 | 0 | 0 | 0 | 0 | 0 | 0 | 0 | 0 | 0 | 0 | 0 | 0 | 0 | 0 | 0 | 0 | 0 | 0 | 0 | 0 | 0 | 0 | 0 | 0 | 0 | 0 | 0 | 0 | 0 | 0 | 0 | 0 | 0 | 0 | 0 | 0 | 0 | 0 | 0 | 0 | 0 | 0 | 0 | 0 | 0 | 0 | 0 | 0 | 0 | 0 | 0 | 0 | 0 | 0 | 0 | 0 | 0 | 0 | 0 | 0 | 0 | 0 | 0 | 0 | 0 | 0 | 0 | 0 | 0 | 0 | 0 | 0 | 0 | 0 | 0 | 0 | 0 | 0 | 0 | 0 | 0 | 0 | 0 | 0 | 0 | 0 | 0 | 0 | 0 | 0 | 0 | 0 | 0 | 0 | 0 | 0 | 0 | 0 | 0 | 0 | 0 | 0 | 0 | 0 | 0 | 0 | 0 | 0 | 0 | 0 | 0 | 0 | 0 | 0 | 0 | 0 | 0 | 0 | 0 | 0 | 0 | 0 | 0 | 0 | 0 | 0 | 0 | 0 | 0 | 0 | 0 | 0 | 0 | 0 | 0 | 0 | 0 | 0 | 0 | 0 | 0 | 0 | 0 | 0 | 0
R4.1 | 0 | 0 | 0 | 0 | 0 | 0 | 0 | 0 | 0 | 0 | 0 | 0 | 0 | 0 | 0 | 0 | 0 | 0 | 0 | 0 | 0 | 0 | 0 | 0 | 0 | 0 | 0 | 0 | 0 | 0 | 0 | 0 | 0 | 0 | 0 | 0 | 0 | 0 | 0 | 0 | 0 | 0 | 0 | 0 | 0 | 0 | 0 | 0 | 0 | 0 | 0 | 0 | 0 | 0 | 0 | 0 | 0 | 0 | 0 | 0 | 0 | 0 | 0 | 0 | 0 | 0 | 0 | 0 | 0 | 0 | 0 | 0 | 0 | 0 | 0 | 0 | 0 | 0 | 0 | 0 | 0 | 0 | 0 | 0 | 0 | 0 | 0 | 0 | 0 | 0 | 0 | 0 | 0 | 0 | 0 | 0 | 0 | 0 | 0 | 0 | 0 | 0 | 0 | 0 | 0 | 0 | 0 | 0 | 0 | 0 | 0 | 0 | 0 | 0 | 0 | 0 | 0 | 0 | 0 | 0 | 0 | 0 | 0 | 0 | 0 | 0 | 0 | 0 | 0 | 0 | 0 | 0 | 0 | 0 | 0 | 0 | 0 | 0 | 0 | 0 | 0 | 0 | 0 | 0 | 0 | 0 | 0 | 0 | 0 | 0 | 0 | 0 | 0 | 0 | 0 | 0 | 0 | 0 | 0 | 0 | 0 | 0 | 0 | 0 | 0 | 0 | 0 | 0 | 0 | 0 | 0 | 0 | 0 | 0 | 0 | 0 | 0 | 0 | 0 | 0 | 0 | 0 | 0 | 0 | 0 | 0 | 0 | 0 | 0 | 0 | 0 | 0 | 0 | 0 | 0 | 0 | 0 | 0 | 0 | 0 | 0 | 0 | 0 | 0 | 0 | 0 | 0 | 0 | 0 | 0 | 0 | 0 | 0 | 0 | 0 | 0 | 0 | 0 | 0 | 0 | 0 | 0 | 0 | 0 | 0 | 0 | 0 | 0 | 0 | 0 | 0 | 0 | 0 | 0 | 0 | 0 | 0 | 0 | 0 | 0 | 0 | 0 | 0 | 0 | 0 | 0 | 0 | 0 | 0 | 0 | 0 | 0 | 0 | 0 | 0 | 0 | 0 | 0 | 0 | 0 | 0 | 0 | 0 | 0 | 0 | 0 | 0 | 0 | 0 | 0 | 0 | 0 | 0 | 0 | 0 | 0 | 0 | 0 | 0 | 0 | 0 | 0 | 0 | 0 | 0 | 0 | 0 | 0 | 0 | 0 | 0 | 0 | 0 | 0 | 0 | 0 | 0 | 0 | 0 | 0 | 0 | 0 | 0 | 0 | 0 | 0 | 0 | 0 | 0 | 0 | 0 | 0 | 0 | 0 | 0 | 0 | 0 | 0 | 0 | 0 | 0 | 0 | 0 | 0 | 0 | 0 | 0 | 0 | 0 | 0 | 0 | 0 | 0 | 0 | 0 | 0 | 0 | 0 | 0 | 0 | 0 | 0 | 0 | 0 | 0 | 0 | 0 | 0 | 0 | 0 | 0 | 0 | 0 | 0 | 0 | 0 | 0 | 0 | 0 | 0 | 0 | 0 | 0 | 0 | 0 | 0 | 0 | 0 | 0 | 0 | 0 | 0 | 0 | 0 | 0 | 0 | 0 | 0 | 0 | 0 | 0 | 0 | 0 | 0 | 0 | 0 | 0 | 0 | 0 | 0 | 0 | 0 | 0 | 0 | 0 | 0 | 0 | 0 | 0 | 0 | 0 | 0 | 0 | 0 | 0 | 0 | 0 | 0 | 0 | 0 | 0 | 0 | 0 | 0 | 0 | 0 | 0 | 0 | 0 | 0 | 0 | 0 | 0 | 0 | 0 | 0 | 0 | 0 | 0 | 0 | 0 | 0 | 0 | 0 | 0 | 0 | 0 | 0 | 0 | 0 | 0 | 0 | 0 | 0 | 0 | 0 | 0 | 0 | 0 | 0 | 0 | 0 | 0 | 0 | 0 | 0 | 0 | 0 | 0 | 0 | 0 | 0 | 0 | 0 | 0 | 0 | 0 | 0 | 0 | 0 | 0 | 0 | 0 | 0 | 0 | 0 | 0 | 0 | 0 | 0 | 0 | 0 | 0 | 0 | 0 | 0 | 0 | 0 | 0 | 0 | 0 | 0 | 0 | 0 | 0 | 0 | 0 | 0 | 0 | 0 | 0 | 0 | 0 | 0 | 0 | 0 | 0 | 0 | 0 | 0 | 0 | 0 | 0 | 0 | 0 | 0 | 0 | 0 | 0 | 0 | 0 | 0 | 0 | 0 | 0 | 0 | 0 | 0 | 0 | 0 | 0 | 0 | 0 | 0 | 0 | 0 | 0 | 0 | 0 | 0 | 0 | 0 | 0 | 0 | 0 | 0 | 0 | 0 | 0 | 0 | 0 | 0 | 0 | 0 | 0 | 0 | 0 | 0 | 0 | 0 | 0 | 0 | 0 | 0 | 0 | 0 | 0 | 0 | 0 | 0 | 0 | 0 | 0 | 0 | 0 | 0 | 0 | 0 | 0 | 0 | 0 | 0 | 0 | 0 | 0 | 0 | 0 | 0 | 0 | 0 | 0 | 0 | 0 | 0 | 0 | 0 | 0 | 0 | 0 | 0 | 0 | 0 | 0 | 0 | 0 | 0 | 0 | 0 | 0 | 0 | 0 | 0 | 0 | 0 | 0 | 0 | 0 | 0 | 0 | 0 | 0 | 0 | 0 | 0 | 0 | 0 | 0 | 0 | 0 | 0 | 0 | 0 | 0 | 0 | 0 | 0 | 0 | 0 | 0 | 0 | 0 | 0 | 0 | 0 | 0 | 0 | 0 | 0 | 0 | 0 | 0 | 0 | 0 | 0 | 0 | 0 | 0 | 0 | 0 | 0 | 0 | 0 | 0 | 0 | 0 | 0 | 0 | 0 | 0 | 0 | 0 | 0 | 0 | 0 | 0 | 0 | 0 | 0 | 0 | 0 | 0 | 0 | 0 | 0 | 0 | 0 | 0 | 0 | 0 | 0 | 0 | 0 | 0 | 0 | 0 | 0 | 0 | 0 | 0 | 0 | 0 | 0 | 0 | 0 | 0 | 0 | 0 | 0 | 0 | 0 | 0 | 0 | 0 | 0 | 0 | 0 | 0 | 0 | 0 | 0 | 0 | 0 | 0 | 0 | 0 | 0 | 0 | 0 | 0 | 0 | 0 | 0 | 0 | 0 | 0 | 0 | 0 | 0 | 0 | 0 | 0 | 0 | 0 | 0 | 0 | 0 | 0 | 0 | 0 | 0 | 0 | 0 | 0 | 0 | 0 | 0 | 0 | 0 | 0 | 0 | 0 | 0 | 0 | 0 | 0 | 0 | 0 | 0 | 0 | 0 | 0 | 0 | 0 | 0 | 0 | 0 | 0 | 0 | 0 | 0 | 0 | 0 | 0 | 0 | 0 | 0 | 0 | 0 | 0 | 0 | 0 | 0 | 0 | 0 | 0 | 0 | 0 | 0 | 0 | 0 | 0 | 0 | 0 | 0 | 0 | 0 | 0 | 0 | 0 | 0 | 0 | 0 | 0 | 0 | 0 | 0 | 0 | 0 | 0 | 0 | 0 | 0 | 0 | 0 | 0 | 0 | 0 | 0 | 0 | 0 | 0 | 0 | 0 | 0 | 0 | 0 | 0 | 0 | 0 | 0 | 0 | 0 | 0 | 0 | 0 | 0 | 0 | 0 | 0 | 0 | 0 | 0 | 0 | 0 | 0 | 0 | 0 | 0 | 0 | 0 | 0 | 0 | 0 | 0 | 0 | 0 | 0 | 0 | 0 | 0 | 0 | 0 | 0 | 0 | 0 | 0 | 0 | 0 | 0 | 0 | 0 | 0 | 0 | 0 | 0 | 0 | 0 | 0 | 0 | 0 | 0 | 0 | 0 | 0 | 0 | 0 | 0 | 0 | 0 | 0 | 0 | 0 | 0 | 0 | 0 | 0 | 0 | 0 | 0 | 0 | 0 | 0 | 0 | 0 | 0 | 0 | 0 | 0 | 0 | 0 | 0 | 0 | 0 | 0 | 0 | 0 | 0 | 0 | 0 | 0 | 0 | 0 | 0 | 0 | 0 | 0 | 0 | 0 | 0 | 0 | 0 | 0 | 0 | 0 | 0 | 0 | 0 | 0 | 0 | 0 | 0 | 0 | 0 | 0 | 0 | 0 | 0 | 0 | 0 | 0 | 0 | 0 | 0 | 0 | 0 | 0 | 0 | 0 | 0 | 0 | 0 | 0 | 0 | 0 | 0 | 0 | 0 | 0 | 0 | 0 | 0 | 0 | 0 | 0 | 0 | 0 | 0 | 0 | 0 | 0 | 0 | 0 | 0 | 0 | 0 | 0 | 0 | 0 | 0 | 0
R4.2 | 0 | 0 | 0 | 0 | 0 | 0 | 0 | 0 | 0 | 0 | 0 | 0 | 0 | 0 | 0 | 0 | 0 | 0 | 0 | 0 | 0 | 0 | 0 | 0 | 0 | 0 | 0 | 0 | 0 | 0 | 0 | 0 | 0 | 0 | 0 | 0 | 0 | 0 | 0 | 0 | 0 | 0 | 0 | 0 | 0 | 0 | 0 | 0 | 0 | 0 | 0 | 0 | 0 | 0 | 0 | 0 | 0 | 0 | 0 | 0 | 0 | 0 | 0 | 0 | 0 | 0 | 0 | 0 | 0 | 0 | 0 | 0 | 0 | 0 | 0 | 0 | 0 | 0 | 0 | 0 | 0 | 0 | 0 | 0 | 0 | 0 | 0 | 0 | 0 | 0 | 0 | 0 | 0 | 0 | 0 | 0 | 0 | 0 | 0 | 0 | 0 | 0 | 0 | 0 | 0 | 0 | 0 | 0 | 0 | 0 | 0 | 0 | 0 | 0 | 0 | 0 | 0 | 0 | 0 | 0 | 0 | 0 | 0 | 0 | 0 | 0 | 0 | 0 | 0 | 0 | 0 | 0 | 0 | 0 | 0 | 0 | 0 | 0 | 0 | 0 | 0 | 0 | 0 | 0 | 0 | 0 | 0 | 0 | 0 | 0 | 0 | 0 | 0 | 0 | 0 | 0 | 0 | 0 | 0 | 0 | 0 | 0 | 0 | 0 | 0 | 0 | 0 | 0 | 0 | 0 | 0 | 0 | 0 | 0 | 0 | 0 | 0 | 0 | 0 | 0 | 0 | 0 | 0 | 0 | 0 | 0 | 0 | 0 | 0 | 0 | 0 | 0 | 0 | 0 | 0 | 0 | 0 | 0 | 0 | 0 | 0 | 0 | 0 | 0 | 0 | 0 | 0 | 0 | 0 | 0 | 0 | 0 | 0 | 0 | 0 | 0 | 0 | 0 | 0 | 0 | 0 | 0 | 0 | 0 | 0 | 0 | 0 | 0 | 0 | 0 | 0 | 0 | 0 | 0 | 0 | 0 | 0 | 0 | 0 | 0 | 0 | 0 | 0 | 0 | 0 | 0 | 0 | 0 | 0 | 0 | 0 | 0 | 0 | 0 | 0 | 0 | 0 | 0 | 0 | 0 | 0 | 0 | 0 | 0 | 0 | 0 | 0 | 0 | 0 | 0 | 0 | 0 | 0 | 0 | 0 | 0 | 0 | 0 | 0 | 0 | 0 | 0 | 0 | 0 | 0 | 0 | 0 | 0 | 0 | 0 | 0 | 0 | 0 | 0 | 0 | 0 | 0 | 0 | 0 | 0 | 0 | 0 | 0 | 0 | 0 | 0 | 0 | 0 | 0 | 0 | 0 | 0 | 0 | 0 | 0 | 0 | 0 | 0 | 0 | 0 | 0 | 0 | 0 | 0 | 0 | 0 | 0 | 0 | 0 | 0 | 0 | 0 | 0 | 0 | 0 | 0 | 0 | 0 | 0 | 0 | 0 | 0 | 0 | 0 | 0 | 0 | 0 | 0 | 0 | 0 | 0 | 0 | 0 | 0 | 0 | 0 | 0 | 0 | 0 | 0 | 0 | 0 | 0 | 0 | 0 | 0 | 0 | 0 | 0 | 0 | 0 | 0 | 0 | 0 | 0 | 0 | 0 | 0 | 0 | 0 | 0 | 0 | 0 | 0 | 0 | 0 | 0 | 0 | 0 | 0 | 0 | 0 | 0 | 0 | 0 | 0 | 0 | 0 | 0 | 0 | 0 | 0 | 0 | 0 | 0 | 0 | 0 | 0 | 0 | 0 | 0 | 0 | 0 | 0 | 0 | 0 | 0 | 0 | 0 | 0 | 0 | 0 | 0 | 0 | 0 | 0 | 0 | 0 | 0 | 0 | 0 | 0 | 0 | 0 | 0 | 0 | 0 | 0 | 0 | 0 | 0 | 0 | 0 | 0 | 0 | 0 | 0 | 0 | 0 | 0 | 0 | 0 | 0 | 0 | 0 | 0 | 0 | 0 | 0 | 0 | 0 | 0 | 0 | 0 | 0 | 0 | 0 | 0 | 0 | 0 | 0 | 0 | 0 | 0 | 0 | 0 | 0 | 0 | 0 | 0 | 0 | 0 | 0 | 0 | 0 | 0 | 0 | 0 | 0 | 0 | 0 | 0 | 0 | 0 | 0 | 0 | 0 | 0 | 0 | 0 | 0 | 0 | 0 | 0 | 0 | 0 | 0 | 0 | 0 | 0 | 0 | 0 | 0 | 0 | 0 | 0 | 0 | 0 | 0 | 0 | 0 | 0 | 0 | 0 | 0 | 0 | 0 | 0 | 0 | 0 | 0 | 0 | 0 | 0 | 0 | 0 | 0 | 0 | 0 | 0 | 0 | 0 | 0 | 0 | 0 | 0 | 0 | 0 | 0 | 0 | 0 | 0 | 0 | 0 | 0 | 0 | 0 | 0 | 0 | 0 | 0 | 0 | 0 | 0 | 0 | 0 | 0 | 0 | 0 | 0 | 0 | 0 | 0 | 0 | 0 | 0 | 0 | 0 | 0 | 0 | 0 | 0 | 0 | 0 | 0 | 0 | 0 | 0 | 0 | 0 | 0 | 0 | 0 | 0 | 0 | 0 | 0 | 0 | 0 | 0 | 0 | 0 | 0 | 0 | 0 | 0 | 0 | 0 | 0 | 0 | 0 | 0 | 0 | 0 | 0 | 0 | 0 | 0 | 0 | 0 | 0 | 0 | 0 | 0 | 0 | 0 | 0 | 0 | 0 | 0 | 0 | 0 | 0 | 0 | 0 | 0 | 0 | 0 | 0 | 0 | 0 | 0 | 0 | 0 | 0 | 0 | 0 | 0 | 0 | 0 | 0 | 0 | 0 | 0 | 0 | 0 | 0 | 0 | 0 | 0 | 0 | 0 | 0 | 0 | 0 | 0 | 0 | 0 | 0 | 0 | 0 | 0 | 0 | 0 | 0 | 0 | 0 | 0 | 0 | 0 | 0 | 0 | 0 | 0 | 0 | 0 | 0 | 0 | 0 | 0 | 0 | 0 | 0 | 0 | 0 | 0 | 0 | 0 | 0 | 0 | 0 | 0 | 0 | 0 | 0 | 0 | 0 | 0 | 0 | 0 | 0 | 0 | 0 | 0 | 0 | 0 | 0 | 0 | 0 | 0 | 0 | 0 | 0 | 0 | 0 | 0 | 0 | 0 | 0 | 0 | 0 | 0 | 0 | 0 | 0 | 0 | 0 | 0 | 0 | 0 | 0 | 0 | 0 | 0 | 0 | 0 | 0 | 0 | 0 | 0 | 0 | 0 | 0 | 0 | 0 | 0 | 0 | 0 | 0 | 0 | 0 | 0 | 0 | 0 | 0 | 0 | 0 | 0 | 0 | 0 | 0 | 0 | 0 | 0 | 0 | 0 | 0 | 0 | 0 | 0 | 0 | 0 | 0 | 0 | 0 | 0 | 0 | 0 | 0 | 0 | 0 | 0 | 0 | 0 | 0 | 0 | 0 | 0 | 0 | 0 | 0 | 0 | 0 | 0 | 0 | 0 | 0 | 0 | 0 | 0 | 0 | 0 | 0 | 0 | 0 | 0 | 0 | 0 | 0 | 0 | 0 | 0 | 0 | 0 | 0 | 0 | 0 | 0 | 0 | 0 | 0 | 0 | 0 | 0 | 0 | 0 | 0 | 0 | 0 | 0 | 0 | 0 | 0 | 0 | 0 | 0 | 0 | 0 | 0 | 0 | 0 | 0 | 0 | 0 | 0 | 0 | 0 | 0 | 0 | 0 | 0 | 0 | 0 | 0 | 0 | 0 | 0 | 0 | 0 | 0 | 0 | 0 | 0 | 0 | 0 | 0 | 0 | 0 | 0 | 0 | 0 | 0 | 0 | 0 | 0 | 0 | 0 | 0 | 0 | 0 | 0 | 0 | 0 | 0 | 0 | 0 | 0 | 0 | 0 | 0 | 0 | 0 | 0 | 0 | 0 | 0 | 0 | 0 | 0 | 0 | 0 | 0 | 0 | 0 | 0 | 0 | 0 | 0 | 0 | 0 | 0 | 0 | 0 | 0 | 0 | 0 | 0 | 0 | 0 | 0 | 0 | 0 | 0 | 0 | 0 | 0 | 0 | 0 | 0 | 0 | 0 | 0 | 0 | 0 | 0 | 0 | 0 | 0 | 0 | 0 | 0 | 0 | 0 | 0 | 0 | 0 | 0 | 0 | 0 | 0 | 0 | 0 | 0 | 0 | 0 | 0 | 0 | 0 | 0 | 0 | 0 | 0 | 0 | 0 | 0 | 0 | 0 | 0 | 0 | 0 | 0 | 0 | 0 | 0 | 0 | 0 | 0 | 0 | 0 | 0 | 0 | 0 | 0 | 0 | 0 | 0 | 0 | 0 | 0 | 0
Costs (EUR per household)
R3.1 | 0 | 0 | 0 | 0 | 0 | 0 | 0 | 0 | 0 | 0 | 0 | 0 | 0 | 0 | 0 | 0 | 0 | 0 | 0 | 0 | 0 | 0 | 0 | 0 | 0 | 0 | 0 | 0 | 0 | 0 | 0 | 0 | 0 | 0 | 0 | 0 | 0 | 0 | 0 | 0 | 0 | 0 | 0 | 0 | 0 | 0 | 0 | 0 | 0 | 0 | 0 | 0 | 0 | 0 | 0 | 0 | 0 | 0 | 0 | 0 | 0 | 0 | 0 | 0 | 0 | 0 | 0 | 0 | 0 | 0 | 0 | 0 | 0 | 0 | 0 | 0 | 0 | 0 | 0 | 0 | 0 | 0 | 0 | 0 | 0 | 0 | 0 | 0 | 0 | 0 | 0 | 0 | 0 | 0 | 0 | 0 | 0 | 0 | 0 | 0 | 0 | 0 | 0 | 0 | 0 | 0 | 0 | 0 | 0 | 0 | 0 | 0 | 0 | 0 | 0 | 0 | 0 | 0 | 0 | 0 | 0 | 0 | 0 | 0 | 0 | 0 | 0 | 0 | 0 | 0 | 0 | 0 | 0 | 0 | 0 | 0 | 0 | 0 | 0 | 0 | 0 | 0 | 0 | 0 | 0 | 0 | 0 | 0 | 0 | 0 | 0 | 0 | 0 | 0 | 0 | 0 | 0 | 0 | 0 | 0 | 0 | 0 | 0 | 0 | 0 | 0 | 0 | 0 | 0 | 0 | 0 | 0 | 0 | 0 | 0 | 0 | 0 | 0 | 0 | 0 | 0 | 0 | 0 | 0 | 0 | 0 | 0 | 0 | 0 | 0 | 0 | 0 | 0 | 0 | 0 | 0 | 0 | 0 | 0 | 0 | 0 | 0 | 0 | 0 | 0 | 0 | 0 | 0 | 0 | 0 | 0 | 0 | 0 | 0 | 0 | 0 | 0 | 0 | 0 | 0 | 0 | 0 | 0 | 0 | 0 | 0 | 0 | 0 | 0 | 0 | 0 | 0 | 0 | 0 | 0 | 0 | 0 | 0 | 0 | 0 | 0 | 0 | 0 | 0 | 0 | 0 | 0 | 0 | 0 | 0 | 0 | 0 | 0 | 0 | 0 | 0 | 0 | 0 | 0 | 0 | 0 | 0 | 0 | 0 | 0 | 0 | 0 | 0 | 0 | 0 | 0 | 0 | 0 | 0 | 0 | 0 | 0 | 0 | 0 | 0 | 0 | 0 | 0 | 0 | 0 | 0 | 0 | 0 | 0 | 0 | 0 | 0 | 0 | 0 | 0 | 0 | 0 | 0 | 0 | 0 | 0 | 0 | 0 | 0 | 0 | 0 | 0 | 0 | 0 | 0 | 0 | 0 | 0 | 0 | 0 | 0 | 0 | 0 | 0 | 0 | 0 | 0 | 0 | 0 | 0 | 0 | 0 | 0 | 0 | 0 | 0 | 0 | 0 | 0 | 0 | 0 | 0 | 0 | 0 | 0 | 0 | 0 | 0 | 0 | 0 | 0 | 0 | 0 | 0 | 0 | 0 | 0 | 0 | 0 | 0 | 0 | 0 | 0 | 0 | 0 | 0 | 0 | 0 | 0 | 0 | 0 | 0 | 0 | 0 | 0 | 0 | 0 | 0 | 0 | 0 | 0 | 0 | 0 | 0 | 0 | 0 | 0 | 0 | 0 | 0 | 0 | 0 | 0 | 0 | 0 | 0 | 0 | 0 | 0 | 0 | 0 | 0 | 0 | 0 | 0 | 0 | 0 | 0 | 0 | 0 | 0 | 0 | 0 | 0 | 0 | 0 | 0 | 0 | 0 | 0 | 0 | 0 | 0 | 0 | 0 | 0 | 0 | 0 | 0 | 0 | 0 | 0 | 0 | 0 | 0 | 0 | 0 | 0 | 0 | 0 | 0 | 0 | 0 | 0 | 0 | 0 | 0 | 0 | 0 | 0 | 0 | 0 | 0 | 0 | 0 | 0 | 0 | 0 | 0 | 0 | 0 | 0 | 0 | 0 | 0 | 0 | 0 | 0 | 0 | 0 | 0 | 0 | 0 | 0 | 0 | 0 | 0 | 0 | 0 | 0 | 0 | 0 | 0 | 0 | 0 | 0 | 0 | 0 | 0 | 0 | 0 | 0 | 0 | 0 | 0 | 0 | 0 | 0 | 0 | 0 | 0 | 0 | 0 | 0 | 0 | 0 | 0 | 0 | 0 | 0 | 0 | 0 | 0 | 0 | 0 | 0 | 0 | 0 | 0 | 0 | 0 | 0 | 0 | 0 | 0 | 0 | 0 | 0 | 0 | 0 | 0 | 0 | 0 | 0 | 0 | 0 | 0 | 0 | 0 | 0 | 0 | 0 | 0 | 0 | 0 | 0 | 0 | 0 | 0 | 0 | 0 | 0 | 0 | 0 | 0 | 0 | 0 | 0 | 0 | 0 | 0 | 0 | 0 | 0 | 0 | 0 | 0 | 0 | 0 | 0 | 0 | 0 | 0 | 0 | 0 | 0 | 0 | 0 | 0 | 0 | 0 | 0 | 0 | 0 | 0 | 0 | 0 | 0 | 0 | 0 | 0 | 0 | 0 | 0 | 0 | 0 | 0 | 0 | 0 | 0 | 0 | 0 | 0 | 0 | 0 | 0 | 0 | 0 | 0 | 0 | 0 | 0 | 0 | 0 | 0 | 0 | 0 | 0 | 0 | 0 | 0 | 0 | 0 | 0 | 0 | 0 | 0 | 0 | 0 | 0 | 0 | 0 | 0 | 0 | 0 | 0 | 0 | 0 | 0 | 0 | 0 | 0 | 0 | 0 | 0 | 0 | 0 | 0 | 0 | 0 | 0 | 0 | 0 | 0 | 0 | 0 | 0 | 0 | 0 | 0 | 0 | 0 | 0 | 0 | 0 | 0 | 0 | 0 | 0 | 0 | 0 | 0 | 0 | 0 | 0 | 0 | 0 | 0 | 0 | 0 | 0 | 0 | 0 | 0 | 0 | 0 | 0 | 0 | 0 | 0 | 0 | 0 | 0 | 0 | 0 | 0 | 0 | 0 | 0 | 0 | 0 | 0 | 0 | 0 | 0 | 0 | 0 | 0 | 0 | 0 | 0 | 0 | 0 | 0 | 0 | 0 | 0 | 0 | 0 | 0 | 0 | 0 | 0 | 0 | 0 | 0 | 0 | 0 | 0 | 0 | 0 | 0 | 0 | 0 | 0 | 0 | 0 | 0 | 0 | 0 | 0 | 0 | 0 | 0 | 0 | 0 | 0 | 0 | 0 | 0 | 0 | 0 | 0 | 0 | 0 | 0 | 0 | 0 | 0 | 0 | 0 | 0 | 0 | 0 | 0 | 0 | 0 | 0 | 0 | 0 | 0 | 0 | 0 | 0 | 0 | 0 | 0 | 0 | 0 | 0 | 0 | 0 | 0 | 0 | 0 | 0 | 0 | 0 | 0 | 0 | 0 | 0 | 0 | 0 | 0 | 0 | 0 | 0 | 0 | 0 | 0 | 0 | 0 | 0 | 0 | 0 | 0 | 0 | 0 | 0 | 0 | 0 | 0 | 0 | 0 | 0 | 0 | 0 | 0 | 0 | 0 | 0 | 0 | 0 | 0 | 0 | 0 | 0 | 0 | 0 | 0 | 0 | 0 | 0 | 0 | 0 | 0 | 0 | 0 | 0 | 0 | 0 | 0 | 0 | 0 | 0 | 0 | 0 | 0 | 0 | 0 | 0 | 0 | 0 | 0 | 0 | 0 | 0 | 0 | 0 | 0 | 0 | 0 | 0 | 0 | 0 | 0 | 0 | 0 | 0 | 0 | 0 | 0 | 0 | 0 | 0 | 0 | 0 | 0 | 0 | 0 | 0 | 0 | 0 | 0 | 0 | 0 | 0 | 0 | 0 | 0 | 0 | 0 | 0 | 0 | 0 | 0 | 0 | 0 | 0 | 0 | 0 | 0 | 0 | 0 | 0 | 0 | 0 | 0 | 0 | 0 | 0 | 0 | 0 | 0 | 0 | 0 | 0 | 0 | 0 | 0 | 0 | 0 | 0 | 0 | 0 | 0 | 0 | 0 | 0 | 0 | 0 | 0 | 0 | 0 | 0 | 0 | 0 | 0 | 0 | 0 | 0 | 0 | 0 | 0 | 0 | 0 | 0 | 0 | 0 | 0 | 0 | 0 | 0 | 0 | 0 | 0 | 0 | 0 | 0 | 0 | 0 | 0 | 0 | 0 | 0 | 0 | 0 | 0 | 0 | 0 | 0 | 0 | 0 | 0 | 0 | 0 | 0 | 0 | 0 | 0 | 0 | 0 | 0 | 0 | 0 | 0 | 0 | 0 | 0 | 0 | 0 | 0 | 0 | 0 | 0 | 0 | 0 | 0 | 0 | 0 | 0 | 0 | 0 | 0
R3.2 | 0 | 0 | 0 | 0 | 0 | 0 | 0 | 0 | 0 | 0 | 0 | 0 | 0 | 0 | 0 | 0 | 0 | 0 | 0 | 0 | 0 | 0 | 0 | 0 | 0 | 0 | 0 | 0 | 0 | 0 | 0 | 0 | 0 | 0 | 0 | 0 | 0 | 0 | 0 | 0 | 0 | 0 | 0 | 0 | 0 | 0 | 0 | 0 | 0 | 0 | 0 | 0 | 0 | 0 | 0 | 0 | 0 | 0 | 0 | 0 | 0 | 0 | 0 | 0 | 0 | 0 | 0 | 0 | 0 | 0 | 0 | 0 | 0 | 0 | 0 | 0 | 0 | 0 | 0 | 0 | 0 | 0 | 0 | 0 | 0 | 0 | 0 | 0 | 0 | 0 | 0 | 0 | 0 | 0 | 0 | 0 | 0 | 0 | 0 | 0 | 0 | 0 | 0 | 0 | 0 | 0 | 0 | 0 | 0 | 0 | 0 | 0 | 0 | 0 | 0 | 0 | 0 | 0 | 0 | 0 | 0 | 0 | 0 | 0 | 0 | 0 | 0 | 0 | 0 | 0 | 0 | 0 | 0 | 0 | 0 | 0 | 0 | 0 | 0 | 0 | 0 | 0 | 0 | 0 | 0 | 0 | 0 | 0 | 0 | 0 | 0 | 0 | 0 | 0 | 0 | 0 | 0 | 0 | 0 | 0 | 0 | 0 | 0 | 0 | 0 | 0 | 0 | 0 | 0 | 0 | 0 | 0 | 0 | 0 | 0 | 0 | 0 | 0 | 0 | 0 | 0 | 0 | 0 | 0 | 0 | 0 | 0 | 0 | 0 | 0 | 0 | 0 | 0 | 0 | 0 | 0 | 0 | 0 | 0 | 0 | 0 | 0 | 0 | 0 | 0 | 0 | 0 | 0 | 0 | 0 | 0 | 0 | 0 | 0 | 0 | 0 | 0 | 0 | 0 | 0 | 0 | 0 | 0 | 0 | 0 | 0 | 0 | 0 | 0 | 0 | 0 | 0 | 0 | 0 | 0 | 0 | 0 | 0 | 0 | 0 | 0 | 0 | 0 | 0 | 0 | 0 | 0 | 0 | 0 | 0 | 0 | 0 | 0 | 0 | 0 | 0 | 0 | 0 | 0 | 0 | 0 | 0 | 0 | 0 | 0 | 0 | 0 | 0 | 0 | 0 | 0 | 0 | 0 | 0 | 0 | 0 | 0 | 0 | 0 | 0 | 0 | 0 | 0 | 0 | 0 | 0 | 0 | 0 | 0 | 0 | 0 | 0 | 0 | 0 | 0 | 0 | 0 | 0 | 0 | 0 | 0 | 0 | 0 | 0 | 0 | 0 | 0 | 0 | 0 | 0 | 0 | 0 | 0 | 0 | 0 | 0 | 0 | 0 | 0 | 0 | 0 | 0 | 0 | 0 | 0 | 0 | 0 | 0 | 0 | 0 | 0 | 0 | 0 | 0 | 0 | 0 | 0 | 0 | 0 | 0 | 0 | 0 | 0 | 0 | 0 | 0 | 0 | 0 | 0 | 0 | 0 | 0 | 0 | 0 | 0 | 0 | 0 | 0 | 0 | 0 | 0 | 0 | 0 | 0 | 0 | 0 | 0 | 0 | 0 | 0 | 0 | 0 | 0 | 0 | 0 | 0 | 0 | 0 | 0 | 0 | 0 | 0 | 0 | 0 | 0 | 0 | 0 | 0 | 0 | 0 | 0 | 0 | 0 | 0 | 0 | 0 | 0 | 0 | 0 | 0 | 0 | 0 | 0 | 0 | 0 | 0 | 0 | 0 | 0 | 0 | 0 | 0 | 0 | 0 | 0 | 0 | 0 | 0 | 0 | 0 | 0 | 0 | 0 | 0 | 0 | 0 | 0 | 0 | 0 | 0 | 0 | 0 | 0 | 0 | 0 | 0 | 0 | 0 | 0 | 0 | 0 | 0 | 0 | 0 | 0 | 0 | 0 | 0 | 0 | 0 | 0 | 0 | 0 | 0 | 0 | 0 | 0 | 0 | 0 | 0 | 0 | 0 | 0 | 0 | 0 | 0 | 0 | 0 | 0 | 0 | 0 | 0 | 0 | 0 | 0 | 0 | 0 | 0 | 0 | 0 | 0 | 0 | 0 | 0 | 0 | 0 | 0 | 0 | 0 | 0 | 0 | 0 | 0 | 0 | 0 | 0 | 0 | 0 | 0 | 0 | 0 | 0 | 0 | 0 | 0 | 0 | 0 | 0 | 0 | 0 | 0 | 0 | 0 | 0 | 0 | 0 | 0 | 0 | 0 | 0 | 0 | 0 | 0 | 0 | 0 | 0 | 0 | 0 | 0 | 0 | 0 | 0 | 0 | 0 | 0 | 0 | 0 | 0 | 0 | 0 | 0 | 0 | 0 | 0 | 0 | 0 | 0 | 0 | 0 | 0 | 0 | 0 | 0 | 0 | 0 | 0 | 0 | 0 | 0 | 0 | 0 | 0 | 0 | 0 | 0 | 0 | 0 | 0 | 0 | 0 | 0 | 0 | 0 | 0 | 0 | 0 | 0 | 0 | 0 | 0 | 0 | 0 | 0 | 0 | 0 | 0 | 0 | 0 | 0 | 0 | 0 | 0 | 0 | 0 | 0 | 0 | 0 | 0 | 0 | 0 | 0 | 0 | 0 | 0 | 0 | 0 | 0 | 0 | 0 | 0 | 0 | 0 | 0 | 0 | 0 | 0 | 0 | 0 | 0 | 0 | 0 | 0 | 0 | 0 | 0 | 0 | 0 | 0 | 0 | 0 | 0 | 0 | 0 | 0 | 0 | 0 | 0 | 0 | 0 | 0 | 0 | 0 | 0 | 0 | 0 | 0 | 0 | 0 | 0 | 0 | 0 | 0 | 0 | 0 | 0 | 0 | 0 | 0 | 0 | 0 | 0 | 0 | 0 | 0 | 0 | 0 | 0 | 0 | 0 | 0 | 0 | 0 | 0 | 0 | 0 | 0 | 0 | 0 | 0 | 0 | 0 | 0 | 0 | 0 | 0 | 0 | 0 | 0 | 0 | 0 | 0 | 0 | 0 | 0 | 0 | 0 | 0 | 0 | 0 | 0 | 0 | 0 | 0 | 0 | 0 | 0 | 0 | 0 | 0 | 0 | 0 | 0 | 0 | 0 | 0 | 0 | 0 | 0 | 0 | 0 | 0 | 0 | 0 | 0 | 0 | 0 | 0 | 0 | 0 | 0 | 0 | 0 | 0 | 0 | 0 | 0 | 0 | 0 | 0 | 0 | 0 | 0 | 0 | 0 | 0 | 0 | 0 | 0 | 0 | 0 | 0 | 0 | 0 | 0 | 0 | 0 | 0 | 0 | 0 | 0 | 0 | 0 | 0 | 0 | 0 | 0 | 0 | 0 | 0 | 0 | 0 | 0 | 0 | 0 | 0 | 0 | 0 | 0 | 0 | 0 | 0 | 0 | 0 | 0 | 0 | 0 | 0 | 0 | 0 | 0 | 0 | 0 | 0 | 0 | 0 | 0 | 0 | 0 | 0 | 0 | 0 | 0 | 0 | 0 | 0 | 0 | 0 | 0 | 0 | 0 | 0 | 0 | 0 | 0 | 0 | 0 | 0 | 0 | 0 | 0 | 0 | 0 | 0 | 0 | 0 | 0 | 0 | 0 | 0 | 0 | 0 | 0 | 0 | 0 | 0 | 0 | 0 | 0 | 0 | 0 | 0 | 0 | 0 | 0 | 0 | 0 | 0 | 0 | 0 | 0 | 0 | 0 | 0 | 0 | 0 | 0 | 0 | 0 | 0 | 0 | 0 | 0 | 0 | 0 | 0 | 0 | 0 | 0 | 0 | 0 | 0 | 0 | 0 | 0 | 0 | 0 | 0 | 0 | 0 | 0 | 0 | 0 | 0 | 0 | 0 | 0 | 0 | 0 | 0 | 0 | 0 | 0 | 0 | 0 | 0 | 0 | 0 | 0 | 0 | 0 | 0 | 0 | 0 | 0 | 0 | 0 | 0 | 0 | 0 | 0 | 0 | 0 | 0 | 0 | 0 | 0 | 0 | 0 | 0 | 0 | 0 | 0 | 0 | 0 | 0 | 0 | 0 | 0 | 0 | 0 | 0 | 0 | 0 | 0 | 0 | 0 | 0 | 0 | 0 | 0 | 0 | 0 | 0 | 0 | 0 | 0 | 0 | 0 | 0 | 0 | 0 | 0 | 0 | 0 | 0 | 0 | 0 | 0 | 0 | 0 | 0 | 0 | 0 | 0 | 0 | 0 | 0 | 0 | 0 | 0 | 0 | 0 | 0 | 0 | 0 | 0 | 0 | 0 | 0 | 0 | 0 | 0 | 0 | 0 | 0 | 0 | 0 | 0 | 0 | 0 | 0 | 0 | 0 | 0 | 0 | 0 | 0 | 0 | 0 | 0
R4.1 | 0 | 0 | 0 | 0 | 0 | 0 | 0 | 0 | 0 | 0 | 0 | 0 | 0 | 0 | 0 | 0 | 0 | 0 | 0 | 0 | 0 | 0 | 0 | 0 | 0 | 0 | 0 | 0 | 0 | 0 | 0 | 0 | 0 | 0 | 0 | 0 | 0 | 0 | 0 | 0 | 0 | 0 | 0 | 0 | 0 | 0 | 0 | 0 | 0 | 0 | 0 | 0 | 0 | 0 | 0 | 0 | 0 | 0 | 0 | 0 | 0 | 0 | 0 | 0 | 0 | 0 | 0 | 0 | 0 | 0 | 0 | 0 | 0 | 0 | 0 | 0 | 0 | 0 | 0 | 0 | 0 | 0 | 0 | 0 | 0 | 0 | 0 | 0 | 0 | 0 | 0 | 0 | 0 | 0 | 0 | 0 | 0 | 0 | 0 | 0 | 0 | 0 | 0 | 0 | 0 | 0 | 0 | 0 | 0 | 0 | 0 | 0 | 0 | 0 | 0 | 0 | 0 | 0 | 0 | 0 | 0 | 0 | 0 | 0 | 0 | 0 | 0 | 0 | 0 | 0 | 0 | 0 | 0 | 0 | 0 | 0 | 0 | 0 | 0 | 0 | 0 | 0 | 0 | 0 | 0 | 0 | 0 | 0 | 0 | 0 | 0 | 0 | 0 | 0 | 0 | 0 | 0 | 0 | 0 | 0 | 0 | 0 | 0 | 0 | 0 | 0 | 0 | 0 | 0 | 0 | 0 | 0 | 0 | 0 | 0 | 0 | 0 | 0 | 0 | 0 | 0 | 0 | 0 | 0 | 0 | 0 | 0 | 0 | 0 | 0 | 0 | 0 | 0 | 0 | 0 | 0 | 0 | 0 | 0 | 0 | 0 | 0 | 0 | 0 | 0 | 0 | 0 | 0 | 0 | 0 | 0 | 0 | 0 | 0 | 0 | 0 | 0 | 0 | 0 | 0 | 0 | 0 | 0 | 0 | 0 | 0 | 0 | 0 | 0 | 0 | 0 | 0 | 0 | 0 | 0 | 0 | 0 | 0 | 0 | 0 | 0 | 0 | 0 | 0 | 0 | 0 | 0 | 0 | 0 | 0 | 0 | 0 | 0 | 0 | 0 | 0 | 0 | 0 | 0 | 0 | 0 | 0 | 0 | 0 | 0 | 0 | 0 | 0 | 0 | 0 | 0 | 0 | 0 | 0 | 0 | 0 | 0 | 0 | 0 | 0 | 0 | 0 | 0 | 0 | 0 | 0 | 0 | 0 | 0 | 0 | 0 | 0 | 0 | 0 | 0 | 0 | 0 | 0 | 0 | 0 | 0 | 0 | 0 | 0 | 0 | 0 | 0 | 0 | 0 | 0 | 0 | 0 | 0 | 0 | 0 | 0 | 0 | 0 | 0 | 0 | 0 | 0 | 0 | 0 | 0 | 0 | 0 | 0 | 0 | 0 | 0 | 0 | 0 | 0 | 0 | 0 | 0 | 0 | 0 | 0 | 0 | 0 | 0 | 0 | 0 | 0 | 0 | 0 | 0 | 0 | 0 | 0 | 0 | 0 | 0 | 0 | 0 | 0 | 0 | 0 | 0 | 0 | 0 | 0 | 0 | 0 | 0 | 0 | 0 | 0 | 0 | 0 | 0 | 0 | 0 | 0 | 0 | 0 | 0 | 0 | 0 | 0 | 0 | 0 | 0 | 0 | 0 | 0 | 0 | 0 | 0 | 0 | 0 | 0 | 0 | 0 | 0 | 0 | 0 | 0 | 0 | 0 | 0 | 0 | 0 | 0 | 0 | 0 | 0 | 0 | 0 | 0 | 0 | 0 | 0 | 0 | 0 | 0 | 0 | 0 | 0 | 0 | 0 | 0 | 0 | 0 | 0 | 0 | 0 | 0 | 0 | 0 | 0 | 0 | 0 | 0 | 0 | 0 | 0 | 0 | 0 | 0 | 0 | 0 | 0 | 0 | 0 | 0 | 0 | 0 | 0 | 0 | 0 | 0 | 0 | 0 | 0 | 0 | 0 | 0 | 0 | 0 | 0 | 0 | 0 | 0 | 0 | 0 | 0 | 0 | 0 | 0 | 0 | 0 | 0 | 0 | 0 | 0 | 0 | 0 | 0 | 0 | 0 | 0 | 0 | 0 | 0 | 0 | 0 | 0 | 0 | 0 | 0 | 0 | 0 | 0 | 0 | 0 | 0 | 0 | 0 | 0 | 0 | 0 | 0 | 0 | 0 | 0 | 0 | 0 | 0 | 0 | 0 | 0 | 0 | 0 | 0 | 0 | 0 | 0 | 0 | 0 | 0 | 0 | 0 | 0 | 0 | 0 | 0 | 0 | 0 | 0 | 0 | 0 | 0 | 0 | 0 | 0 | 0 | 0 | 0 | 0 | 0 | 0 | 0 | 0 | 0 | 0 | 0 | 0 | 0 | 0 | 0 | 0 | 0 | 0 | 0 | 0 | 0 | 0 | 0 | 0 | 0 | 0 | 0 | 0 | 0 | 0 | 0 | 0 | 0 | 0 | 0 | 0 | 0 | 0 | 0 | 0 | 0 | 0 | 0 | 0 | 0 | 0 | 0 | 0 | 0 | 0 | 0 | 0 | 0 | 0 | 0 | 0 | 0 | 0 | 0 | 0 | 0 | 0 | 0 | 0 | 0 | 0 | 0 | 0 | 0 | 0 | 0 | 0 | 0 | 0 | 0 | 0 | 0 | 0 | 0 | 0 | 0 | 0 | 0 | 0 | 0 | 0 | 0 | 0 | 0 | 0 | 0 | 0 | 0 | 0 | 0 | 0 | 0 | 0 | 0 | 0 | 0 | 0 | 0 | 0 | 0 | 0 | 0 | 0 | 0 | 0 | 0 | 0 | 0 | 0 | 0 | 0 | 0 | 0 | 0 | 0 | 0 | 0 | 0 | 0 | 0 | 0 | 0 | 0 | 0 | 0 | 0 | 0 | 0 | 0 | 0 | 0 | 0 | 0 | 0 | 0 | 0 | 0 | 0 | 0 | 0 | 0 | 0 | 0 | 0 | 0 | 0 | 0 | 0 | 0 | 0 | 0 | 0 | 0 | 0 | 0 | 0 | 0 | 0 | 0 | 0 | 0 | 0 | 0 | 0 | 0 | 0 | 0 | 0 | 0 | 0 | 0 | 0 | 0 | 0 | 0 | 0 | 0 | 0 | 0 | 0 | 0 | 0 | 0 | 0 | 0 | 0 | 0 | 0 | 0 | 0 | 0 | 0 | 0 | 0 | 0 | 0 | 0 | 0 | 0 | 0 | 0 | 0 | 0 | 0 | 0 | 0 | 0 | 0 | 0 | 0 | 0 | 0 | 0 | 0 | 0 | 0 | 0 | 0 | 0 | 0 | 0 | 0 | 0 | 0 | 0 | 0 | 0 | 0 | 0 | 0 | 0 | 0 | 0 | 0 | 0 | 0 | 0 | 0 | 0 | 0 | 0 | 0 | 0 | 0 | 0 | 0 | 0 | 0 | 0 | 0 | 0 | 0 | 0 | 0 | 0 | 0 | 0 | 0 | 0 | 0 | 0 | 0 | 0 | 0 | 0 | 0 | 0 | 0 | 0 | 0 | 0 | 0 | 0 | 0 | 0 | 0 | 0 | 0 | 0 | 0 | 0 | 0 | 0 | 0 | 0 | 0 | 0 | 0 | 0 | 0 | 0 | 0 | 0 | 0 | 0 | 0 | 0 | 0 | 0 | 0 | 0 | 0 | 0 | 0 | 0 | 0 | 0 | 0 | 0 | 0 | 0 | 0 | 0 | 0 | 0 | 0 | 0 | 0 | 0 | 0 | 0 | 0 | 0 | 0 | 0 | 0 | 0 | 0 | 0 | 0 | 0 | 0 | 0 | 0 | 0 | 0 | 0 | 0 | 0 | 0 | 0 | 0 | 0 | 0 | 0 | 0 | 0 | 0 | 0 | 0 | 0 | 0 | 0 | 0 | 0 | 0 | 0 | 0 | 0 | 0 | 0 | 0 | 0 | 0 | 0 | 0 | 0 | 0 | 0 | 0 | 0 | 0 | 0 | 0 | 0 | 0 | 0 | 0 | 0 | 0 | 0 | 0 | 0 | 0 | 0 | 0 | 0 | 0 | 0 | 0 | 0 | 0 | 0 | 0 | 0 | 0 | 0 | 0 | 0 | 0 | 0 | 0 | 0 | 0 | 0 | 0 | 0 | 0 | 0 | 0 | 0 | 0 | 0 | 0 | 0 | 0 | 0 | 0 | 0 | 0 | 0 | 0 | 0 | 0 | 0 | 0 | 0 | 0 | 0 | 0 | 0 | 0 | 0 | 0 | 0 | 0 | 0 | 0 | 0 | 0 | 0 | 0 | 0 | 0 | 0 | 0 | 0 | 0 | 0 | 0 | 0 | 0 | 0 | 0 | 0 | 0 | 0
R4.2 | 0 | 0 | 0 | 0 | 0 | 0 | 0 | 0 | 0 | 0 | 0 | 0 | 0 | 0 | 0 | 0 | 0 | 0 | 0 | 0 | 0 | 0 | 0 | 0 | 0 | 0 | 0 | 0 | 0 | 0 | 0 | 0 | 0 | 0 | 0 | 0 | 0 | 0 | 0 | 0 | 0 | 0 | 0 | 0 | 0 | 0 | 0 | 0 | 0 | 0 | 0 | 0 | 0 | 0 | 0 | 0 | 0 | 0 | 0 | 0 | 0 | 0 | 0 | 0 | 0 | 0 | 0 | 0 | 0 | 0 | 0 | 0 | 0 | 0 | 0 | 0 | 0 | 0 | 0 | 0 | 0 | 0 | 0 | 0 | 0 | 0 | 0 | 0 | 0 | 0 | 0 | 0 | 0 | 0 | 0 | 0 | 0 | 0 | 0 | 0 | 0 | 0 | 0 | 0 | 0 | 0 | 0 | 0 | 0 | 0 | 0 | 0 | 0 | 0 | 0 | 0 | 0 | 0 | 0 | 0 | 0 | 0 | 0 | 0 | 0 | 0 | 0 | 0 | 0 | 0 | 0 | 0 | 0 | 0 | 0 | 0 | 0 | 0 | 0 | 0 | 0 | 0 | 0 | 0 | 0 | 0 | 0 | 0 | 0 | 0 | 0 | 0 | 0 | 0 | 0 | 0 | 0 | 0 | 0 | 0 | 0 | 0 | 0 | 0 | 0 | 0 | 0 | 0 | 0 | 0 | 0 | 0 | 0 | 0 | 0 | 0 | 0 | 0 | 0 | 0 | 0 | 0 | 0 | 0 | 0 | 0 | 0 | 0 | 0 | 0 | 0 | 0 | 0 | 0 | 0 | 0 | 0 | 0 | 0 | 0 | 0 | 0 | 0 | 0 | 0 | 0 | 0 | 0 | 0 | 0 | 0 | 0 | 0 | 0 | 0 | 0 | 0 | 0 | 0 | 0 | 0 | 0 | 0 | 0 | 0 | 0 | 0 | 0 | 0 | 0 | 0 | 0 | 0 | 0 | 0 | 0 | 0 | 0 | 0 | 0 | 0 | 0 | 0 | 0 | 0 | 0 | 0 | 0 | 0 | 0 | 0 | 0 | 0 | 0 | 0 | 0 | 0 | 0 | 0 | 0 | 0 | 0 | 0 | 0 | 0 | 0 | 0 | 0 | 0 | 0 | 0 | 0 | 0 | 0 | 0 | 0 | 0 | 0 | 0 | 0 | 0 | 0 | 0 | 0 | 0 | 0 | 0 | 0 | 0 | 0 | 0 | 0 | 0 | 0 | 0 | 0 | 0 | 0 | 0 | 0 | 0 | 0 | 0 | 0 | 0 | 0 | 0 | 0 | 0 | 0 | 0 | 0 | 0 | 0 | 0 | 0 | 0 | 0 | 0 | 0 | 0 | 0 | 0 | 0 | 0 | 0 | 0 | 0 | 0 | 0 | 0 | 0 | 0 | 0 | 0 | 0 | 0 | 0 | 0 | 0 | 0 | 0 | 0 | 0 | 0 | 0 | 0 | 0 | 0 | 0 | 0 | 0 | 0 | 0 | 0 | 0 | 0 | 0 | 0 | 0 | 0 | 0 | 0 | 0 | 0 | 0 | 0 | 0 | 0 | 0 | 0 | 0 | 0 | 0 | 0 | 0 | 0 | 0 | 0 | 0 | 0 | 0 | 0 | 0 | 0 | 0 | 0 | 0 | 0 | 0 | 0 | 0 | 0 | 0 | 0 | 0 | 0 | 0 | 0 | 0 | 0 | 0 | 0 | 0 | 0 | 0 | 0 | 0 | 0 | 0 | 0 | 0 | 0 | 0 | 0 | 0 | 0 | 0 | 0 | 0 | 0 | 0 | 0 | 0 | 0 | 0 | 0 | 0 | 0 | 0 | 0 | 0 | 0 | 0 | 0 | 0 | 0 | 0 | 0 | 0 | 0 | 0 | 0 | 0 | 0 | 0 | 0 | 0 | 0 | 0 | 0 | 0 | 0 | 0 | 0 | 0 | 0 | 0 | 0 | 0 | 0 | 0 | 0 | 0 | 0 | 0 | 0 | 0 | 0 | 0 | 0 | 0 | 0 | 0 | 0 | 0 | 0 | 0 | 0 | 0 | 0 | 0 | 0 | 0 | 0 | 0 | 0 | 0 | 0 | 0 | 0 | 0 | 0 | 0 | 0 | 0 | 0 | 0 | 0 | 0 | 0 | 0 | 0 | 0 | 0 | 0 | 0 | 0 | 0 | 0 | 0 | 0 | 0 | 0 | 0 | 0 | 0 | 0 | 0 | 0 | 0 | 0 | 0 | 0 | 0 | 0 | 0 | 0 | 0 | 0 | 0 | 0 | 0 | 0 | 0 | 0 | 0 | 0 | 0 | 0 | 0 | 0 | 0 | 0 | 0 | 0 | 0 | 0 | 0 | 0 | 0 | 0 | 0 | 0 | 0 | 0 | 0 | 0 | 0 | 0 | 0 | 0 | 0 | 0 | 0 | 0 | 0 | 0 | 0 | 0 | 0 | 0 | 0 | 0 | 0 | 0 | 0 | 0 | 0 | 0 | 0 | 0 | 0 | 0 | 0 | 0 | 0 | 0 | 0 | 0 | 0 | 0 | 0 | 0 | 0 | 0 | 0 | 0 | 0 | 0 | 0 | 0 | 0 | 0 | 0 | 0 | 0 | 0 | 0 | 0 | 0 | 0 | 0 | 0 | 0 | 0 | 0 | 0 | 0 | 0 | 0 | 0 | 0 | 0 | 0 | 0 | 0 | 0 | 0 | 0 | 0 | 0 | 0 | 0 | 0 | 0 | 0 | 0 | 0 | 0 | 0 | 0 | 0 | 0 | 0 | 0 | 0 | 0 | 0 | 0 | 0 | 0 | 0 | 0 | 0 | 0 | 0 | 0 | 0 | 0 | 0 | 0 | 0 | 0 | 0 | 0 | 0 | 0 | 0 | 0 | 0 | 0 | 0 | 0 | 0 | 0 | 0 | 0 | 0 | 0 | 0 | 0 | 0 | 0 | 0 | 0 | 0 | 0 | 0 | 0 | 0 | 0 | 0 | 0 | 0 | 0 | 0 | 0 | 0 | 0 | 0 | 0 | 0 | 0 | 0 | 0 | 0 | 0 | 0 | 0 | 0 | 0 | 0 | 0 | 0 | 0 | 0 | 0 | 0 | 0 | 0 | 0 | 0 | 0 | 0 | 0 | 0 | 0 | 0 | 0 | 0 | 0 | 0 | 0 | 0 | 0 | 0 | 0 | 0 | 0 | 0 | 0 | 0 | 0 | 0 | 0 | 0 | 0 | 0 | 0 | 0 | 0 | 0 | 0 | 0 | 0 | 0 | 0 | 0 | 0 | 0 | 0 | 0 | 0 | 0 | 0 | 0 | 0 | 0 | 0 | 0 | 0 | 0 | 0 | 0 | 0 | 0 | 0 | 0 | 0 | 0 | 0 | 0 | 0 | 0 | 0 | 0 | 0 | 0 | 0 | 0 | 0 | 0 | 0 | 0 | 0 | 0 | 0 | 0 | 0 | 0 | 0 | 0 | 0 | 0 | 0 | 0 | 0 | 0 | 0 | 0 | 0 | 0 | 0 | 0 | 0 | 0 | 0 | 0 | 0 | 0 | 0 | 0 | 0 | 0 | 0 | 0 | 0 | 0 | 0 | 0 | 0 | 0 | 0 | 0 | 0 | 0 | 0 | 0 | 0 | 0 | 0 | 0 | 0 | 0 | 0 | 0 | 0 | 0 | 0 | 0 | 0 | 0 | 0 | 0 | 0 | 0 | 0 | 0 | 0 | 0 | 0 | 0 | 0 | 0 | 0 | 0 | 0 | 0 | 0 | 0 | 0 | 0 | 0 | 0 | 0 | 0 | 0 | 0 | 0 | 0 | 0 | 0 | 0 | 0 | 0 | 0 | 0 | 0 | 0 | 0 | 0 | 0 | 0 | 0 | 0 | 0 | 0 | 0 | 0 | 0 | 0 | 0 | 0 | 0 | 0 | 0 | 0 | 0 | 0 | 0 | 0 | 0 | 0 | 0 | 0 | 0 | 0 | 0 | 0 | 0 | 0 | 0 | 0 | 0 | 0 | 0 | 0 | 0 | 0 | 0 | 0 | 0 | 0 | 0 | 0 | 0 | 0 | 0 | 0 | 0 | 0 | 0 | 0 | 0 | 0 | 0 | 0 | 0 | 0 | 0 | 0 | 0 | 0 | 0 | 0 | 0 | 0 | 0 | 0 | 0 | 0 | 0 | 0 | 0 | 0 | 0 | 0 | 0 | 0 | 0 | 0 | 0 | 0 | 0 | 0 | 0 | 0 | 0 | 0 | 0 | 0 | 0 | 0 | 0 | 0 | 0 | 0 | 0 | 0 | 0 | 0 | 0 | 0 | 0 | 0 | 0 | 0 | 0 | 0
Emissions (kton)
R3.1 | 0 | 0 | 0 | 0 | 0 | 0 | 0 | 0 | 0 | 0 | 0 | 0 | 0 | 0 | 0 | 0 | 0 | 0 | 0 | 0 | 0 | 0 | 0 | 0 | 0 | 0 | 0 | 0 | 0 | 0 | 0 | 0 | 0 | 0 | 0 | 0 | 0 | 0 | 0 | 0 | 0 | 0 | 0 | 0 | 0 | 0 | 0 | 0 | 0 | 0 | 0 | 0 | 0 | 0 | 0 | 0 | 0 | 0 | 0 | 0 | 0 | 0 | 0 | 0 | 0 | 0 | 0 | 0 | 0 | 0 | 0 | 0 | 0 | 0 | 0 | 0 | 0 | 0 | 0 | 0 | 0 | 0 | 0 | 0 | 0 | 0 | 0 | 0 | 0 | 0 | 0 | 0 | 0 | 0 | 0 | 0 | 0 | 0 | 0 | 0 | 0 | 0 | 0 | 0 | 0 | 0 | 0 | 0 | 0 | 0 | 0 | 0 | 0 | 0 | 0 | 0 | 0 | 0 | 0 | 0 | 0 | 0 | 0 | 0 | 0 | 0 | 0 | 0 | 0 | 0 | 0 | 0 | 0 | 0 | 0 | 0 | 0 | 0 | 0 | 0 | 0 | 0 | 0 | 0 | 0 | 0 | 0 | 0 | 0 | 0 | 0 | 0 | 0 | 0 | 0 | 0 | 0 | 0 | 0 | 0 | 0 | 0 | 0 | 0 | 0 | 0 | 0 | 0 | 0 | 0 | 0 | 0 | 0 | 0 | 0 | 0 | 0 | 0 | 0 | 0 | 0 | 0 | 0 | 0 | 0 | 0 | 0 | 0 | 0 | 0 | 0 | 0 | 0 | 0 | 0 | 0 | 0 | 0 | 0 | 0 | 0 | 0 | 0 | 0 | 0 | 0 | 0 | 0 | 0 | 0 | 0 | 0 | 0 | 0 | 0 | 0 | 0 | 0 | 0 | 0 | 0 | 0 | 0 | 0 | 0 | 0 | 0 | 0 | 0 | 0 | 0 | 0 | 0 | 0 | 0 | 0 | 0 | 0 | 0 | 0 | 0 | 0 | 0 | 0 | 0 | 0 | 0 | 0 | 0 | 0 | 0 | 0 | 0 | 0 | 0 | 0 | 0 | 0 | 0 | 0 | 0 | 0 | 0 | 0 | 0 | 0 | 0 | 0 | 0 | 0 | 0 | 0 | 0 | 0 | 0 | 0 | 0 | 0 | 0 | 0 | 0 | 0 | 0 | 0 | 0 | 0 | 0 | 0 | 0 | 0 | 0 | 0 | 0 | 0 | 0 | 0 | 0 | 0 | 0 | 0 | 0 | 0 | 0 | 0 | 0 | 0 | 0 | 0 | 0 | 0 | 0 | 0 | 0 | 0 | 0 | 0 | 0 | 0 | 0 | 0 | 0 | 0 | 0 | 0 | 0 | 0 | 0 | 0 | 0 | 0 | 0 | 0 | 0 | 0 | 0 | 0 | 0 | 0 | 0 | 0 | 0 | 0 | 0 | 0 | 0 | 0 | 0 | 0 | 0 | 0 | 0 | 0 | 0 | 0 | 0 | 0 | 0 | 0 | 0 | 0 | 0 | 0 | 0 | 0 | 0 | 0 | 0 | 0 | 0 | 0 | 0 | 0 | 0 | 0 | 0 | 0 | 0 | 0 | 0 | 0 | 0 | 0 | 0 | 0 | 0 | 0 | 0 | 0 | 0 | 0 | 0 | 0 | 0 | 0 | 0 | 0 | 0 | 0 | 0 | 0 | 0 | 0 | 0 | 0 | 0 | 0 | 0 | 0 | 0 | 0 | 0 | 0 | 0 | 0 | 0 | 0 | 0 | 0 | 0 | 0 | 0 | 0 | 0 | 0 | 0 | 0 | 0 | 0 | 0 | 0 | 0 | 0 | 0 | 0 | 0 | 0 | 0 | 0 | 0 | 0 | 0 | 0 | 0 | 0 | 0 | 0 | 0 | 0 | 0 | 0 | 0 | 0 | 0 | 0 | 0 | 0 | 0 | 0 | 0 | 0 | 0 | 0 | 0 | 0 | 0 | 0 | 0 | 0 | 0 | 0 | 0 | 0 | 0 | 0 | 0 | 0 | 0 | 0 | 0 | 0 | 0 | 0 | 0 | 0 | 0 | 0 | 0 | 0 | 0 | 0 | 0 | 0 | 0 | 0 | 0 | 0 | 0 | 0 | 0 | 0 | 0 | 0 | 0 | 0 | 0 | 0 | 0 | 0 | 0 | 0 | 0 | 0 | 0 | 0 | 0 | 0 | 0 | 0 | 0 | 0 | 0 | 0 | 0 | 0 | 0 | 0 | 0 | 0 | 0 | 0 | 0 | 0 | 0 | 0 | 0 | 0 | 0 | 0 | 0 | 0 | 0 | 0 | 0 | 0 | 0 | 0 | 0 | 0 | 0 | 0 | 0 | 0 | 0 | 0 | 0 | 0 | 0 | 0 | 0 | 0 | 0 | 0 | 0 | 0 | 0 | 0 | 0 | 0 | 0 | 0 | 0 | 0 | 0 | 0 | 0 | 0 | 0 | 0 | 0 | 0 | 0 | 0 | 0 | 0 | 0 | 0 | 0 | 0 | 0 | 0 | 0 | 0 | 0 | 0 | 0 | 0 | 0 | 0 | 0 | 0 | 0 | 0 | 0 | 0 | 0 | 0 | 0 | 0 | 0 | 0 | 0 | 0 | 0 | 0 | 0 | 0 | 0 | 0 | 0 | 0 | 0 | 0 | 0 | 0 | 0 | 0 | 0 | 0 | 0 | 0 | 0 | 0 | 0 | 0 | 0 | 0 | 0 | 0 | 0 | 0 | 0 | 0 | 0 | 0 | 0 | 0 | 0 | 0 | 0 | 0 | 0 | 0 | 0 | 0 | 0 | 0 | 0 | 0 | 0 | 0 | 0 | 0 | 0 | 0 | 0 | 0 | 0 | 0 | 0 | 0 | 0 | 0 | 0 | 0 | 0 | 0 | 0 | 0 | 0 | 0 | 0 | 0 | 0 | 0 | 0 | 0 | 0 | 0 | 0 | 0 | 0 | 0 | 0 | 0 | 0 | 0 | 0 | 0 | 0 | 0 | 0 | 0 | 0 | 0 | 0 | 0 | 0 | 0 | 0 | 0 | 0 | 0 | 0 | 0 | 0 | 0 | 0 | 0 | 0 | 0 | 0 | 0 | 0 | 0 | 0 | 0 | 0 | 0 | 0 | 0 | 0 | 0 | 0 | 0 | 0 | 0 | 0 | 0 | 0 | 0 | 0 | 0 | 0 | 0 | 0 | 0 | 0 | 0 | 0 | 0 | 0 | 0 | 0 | 0 | 0 | 0 | 0 | 0 | 0 | 0 | 0 | 0 | 0 | 0 | 0 | 0 | 0 | 0 | 0 | 0 | 0 | 0 | 0 | 0 | 0 | 0 | 0 | 0 | 0 | 0 | 0 | 0 | 0 | 0 | 0 | 0 | 0 | 0 | 0 | 0 | 0 | 0 | 0 | 0 | 0 | 0 | 0 | 0 | 0 | 0 | 0 | 0 | 0 | 0 | 0 | 0 | 0 | 0 | 0 | 0 | 0 | 0 | 0 | 0 | 0 | 0 | 0 | 0 | 0 | 0 | 0 | 0 | 0 | 0 | 0 | 0 | 0 | 0 | 0 | 0 | 0 | 0 | 0 | 0 | 0 | 0 | 0 | 0 | 0 | 0 | 0 | 0 | 0 | 0 | 0 | 0 | 0 | 0 | 0 | 0 | 0 | 0 | 0 | 0 | 0 | 0 | 0 | 0 | 0 | 0 | 0 | 0 | 0 | 0 | 0 | 0 | 0 | 0 | 0 | 0 | 0 | 0 | 0 | 0 | 0 | 0 | 0 | 0 | 0 | 0 | 0 | 0 | 0 | 0 | 0 | 0 | 0 | 0 | 0 | 0 | 0 | 0 | 0 | 0 | 0 | 0 | 0 | 0 | 0 | 0 | 0 | 0 | 0 | 0 | 0 | 0 | 0 | 0 | 0 | 0 | 0 | 0 | 0 | 0 | 0 | 0 | 0 | 0 | 0 | 0 | 0 | 0 | 0 | 0 | 0 | 0 | 0 | 0 | 0 | 0 | 0 | 0 | 0 | 0 | 0 | 0 | 0 | 0 | 0 | 0 | 0 | 0 | 0 | 0 | 0 | 0 | 0 | 0 | 0 | 0 | 0 | 0 | 0 | 0 | 0 | 0 | 0 | 0 | 0 | 0 | 0 | 0 | 0 | 0 | 0 | 0 | 0 | 0 | 0 | 0 | 0 | 0 | 0 | 0 | 0 | 0 | 0 | 0 | 0 | 0 | 0 | 0 | 0 | 0 | 0 | 0 | 0 | 0 | 0 | 0 | 0 | 0 | 0 | 0 | 0 | 0 | 0 | 0 | 0 | 0
R3.2 | 0 | 0 | 0 | 0 | 0 | 0 | 0 | 0 | 0 | 0 | 0 | 0 | 0 | 0 | 0 | 0 | 0 | 0 | 0 | 0 | 0 | 0 | 0 | 0 | 0 | 0 | 0 | 0 | 0 | 0 | 0 | 0 | 0 | 0 | 0 | 0 | 0 | 0 | 0 | 0 | 0 | 0 | 0 | 0 | 0 | 0 | 0 | 0 | 0 | 0 | 0 | 0 | 0 | 0 | 0 | 0 | 0 | 0 | 0 | 0 | 0 | 0 | 0 | 0 | 0 | 0 | 0 | 0 | 0 | 0 | 0 | 0 | 0 | 0 | 0 | 0 | 0 | 0 | 0 | 0 | 0 | 0 | 0 | 0 | 0 | 0 | 0 | 0 | 0 | 0 | 0 | 0 | 0 | 0 | 0 | 0 | 0 | 0 | 0 | 0 | 0 | 0 | 0 | 0 | 0 | 0 | 0 | 0 | 0 | 0 | 0 | 0 | 0 | 0 | 0 | 0 | 0 | 0 | 0 | 0 | 0 | 0 | 0 | 0 | 0 | 0 | 0 | 0 | 0 | 0 | 0 | 0 | 0 | 0 | 0 | 0 | 0 | 0 | 0 | 0 | 0 | 0 | 0 | 0 | 0 | 0 | 0 | 0 | 0 | 0 | 0 | 0 | 0 | 0 | 0 | 0 | 0 | 0 | 0 | 0 | 0 | 0 | 0 | 0 | 0 | 0 | 0 | 0 | 0 | 0 | 0 | 0 | 0 | 0 | 0 | 0 | 0 | 0 | 0 | 0 | 0 | 0 | 0 | 0 | 0 | 0 | 0 | 0 | 0 | 0 | 0 | 0 | 0 | 0 | 0 | 0 | 0 | 0 | 0 | 0 | 0 | 0 | 0 | 0 | 0 | 0 | 0 | 0 | 0 | 0 | 0 | 0 | 0 | 0 | 0 | 0 | 0 | 0 | 0 | 0 | 0 | 0 | 0 | 0 | 0 | 0 | 0 | 0 | 0 | 0 | 0 | 0 | 0 | 0 | 0 | 0 | 0 | 0 | 0 | 0 | 0 | 0 | 0 | 0 | 0 | 0 | 0 | 0 | 0 | 0 | 0 | 0 | 0 | 0 | 0 | 0 | 0 | 0 | 0 | 0 | 0 | 0 | 0 | 0 | 0 | 0 | 0 | 0 | 0 | 0 | 0 | 0 | 0 | 0 | 0 | 0 | 0 | 0 | 0 | 0 | 0 | 0 | 0 | 0 | 0 | 0 | 0 | 0 | 0 | 0 | 0 | 0 | 0 | 0 | 0 | 0 | 0 | 0 | 0 | 0 | 0 | 0 | 0 | 0 | 0 | 0 | 0 | 0 | 0 | 0 | 0 | 0 | 0 | 0 | 0 | 0 | 0 | 0 | 0 | 0 | 0 | 0 | 0 | 0 | 0 | 0 | 0 | 0 | 0 | 0 | 0 | 0 | 0 | 0 | 0 | 0 | 0 | 0 | 0 | 0 | 0 | 0 | 0 | 0 | 0 | 0 | 0 | 0 | 0 | 0 | 0 | 0 | 0 | 0 | 0 | 0 | 0 | 0 | 0 | 0 | 0 | 0 | 0 | 0 | 0 | 0 | 0 | 0 | 0 | 0 | 0 | 0 | 0 | 0 | 0 | 0 | 0 | 0 | 0 | 0 | 0 | 0 | 0 | 0 | 0 | 0 | 0 | 0 | 0 | 0 | 0 | 0 | 0 | 0 | 0 | 0 | 0 | 0 | 0 | 0 | 0 | 0 | 0 | 0 | 0 | 0 | 0 | 0 | 0 | 0 | 0 | 0 | 0 | 0 | 0 | 0 | 0 | 0 | 0 | 0 | 0 | 0 | 0 | 0 | 0 | 0 | 0 | 0 | 0 | 0 | 0 | 0 | 0 | 0 | 0 | 0 | 0 | 0 | 0 | 0 | 0 | 0 | 0 | 0 | 0 | 0 | 0 | 0 | 0 | 0 | 0 | 0 | 0 | 0 | 0 | 0 | 0 | 0 | 0 | 0 | 0 | 0 | 0 | 0 | 0 | 0 | 0 | 0 | 0 | 0 | 0 | 0 | 0 | 0 | 0 | 0 | 0 | 0 | 0 | 0 | 0 | 0 | 0 | 0 | 0 | 0 | 0 | 0 | 0 | 0 | 0 | 0 | 0 | 0 | 0 | 0 | 0 | 0 | 0 | 0 | 0 | 0 | 0 | 0 | 0 | 0 | 0 | 0 | 0 | 0 | 0 | 0 | 0 | 0 | 0 | 0 | 0 | 0 | 0 | 0 | 0 | 0 | 0 | 0 | 0 | 0 | 0 | 0 | 0 | 0 | 0 | 0 | 0 | 0 | 0 | 0 | 0 | 0 | 0 | 0 | 0 | 0 | 0 | 0 | 0 | 0 | 0 | 0 | 0 | 0 | 0 | 0 | 0 | 0 | 0 | 0 | 0 | 0 | 0 | 0 | 0 | 0 | 0 | 0 | 0 | 0 | 0 | 0 | 0 | 0 | 0 | 0 | 0 | 0 | 0 | 0 | 0 | 0 | 0 | 0 | 0 | 0 | 0 | 0 | 0 | 0 | 0 | 0 | 0 | 0 | 0 | 0 | 0 | 0 | 0 | 0 | 0 | 0 | 0 | 0 | 0 | 0 | 0 | 0 | 0 | 0 | 0 | 0 | 0 | 0 | 0 | 0 | 0 | 0 | 0 | 0 | 0 | 0 | 0 | 0 | 0 | 0 | 0 | 0 | 0 | 0 | 0 | 0 | 0 | 0 | 0 | 0 | 0 | 0 | 0 | 0 | 0 | 0 | 0 | 0 | 0 | 0 | 0 | 0 | 0 | 0 | 0 | 0 | 0 | 0 | 0 | 0 | 0 | 0 | 0 | 0 | 0 | 0 | 0 | 0 | 0 | 0 | 0 | 0 | 0 | 0 | 0 | 0 | 0 | 0 | 0 | 0 | 0 | 0 | 0 | 0 | 0 | 0 | 0 | 0 | 0 | 0 | 0 | 0 | 0 | 0 | 0 | 0 | 0 | 0 | 0 | 0 | 0 | 0 | 0 | 0 | 0 | 0 | 0 | 0 | 0 | 0 | 0 | 0 | 0 | 0 | 0 | 0 | 0 | 0 | 0 | 0 | 0 | 0 | 0 | 0 | 0 | 0 | 0 | 0 | 0 | 0 | 0 | 0 | 0 | 0 | 0 | 0 | 0 | 0 | 0 | 0 | 0 | 0 | 0 | 0 | 0 | 0 | 0 | 0 | 0 | 0 | 0 | 0 | 0 | 0 | 0 | 0 | 0 | 0 | 0 | 0 | 0 | 0 | 0 | 0 | 0 | 0 | 0 | 0 | 0 | 0 | 0 | 0 | 0 | 0 | 0 | 0 | 0 | 0 | 0 | 0 | 0 | 0 | 0 | 0 | 0 | 0 | 0 | 0 | 0 | 0 | 0 | 0 | 0 | 0 | 0 | 0 | 0 | 0 | 0 | 0 | 0 | 0 | 0 | 0 | 0 | 0 | 0 | 0 | 0 | 0 | 0 | 0 | 0 | 0 | 0 | 0 | 0 | 0 | 0 | 0 | 0 | 0 | 0 | 0 | 0 | 0 | 0 | 0 | 0 | 0 | 0 | 0 | 0 | 0 | 0 | 0 | 0 | 0 | 0 | 0 | 0 | 0 | 0 | 0 | 0 | 0 | 0 | 0 | 0 | 0 | 0 | 0 | 0 | 0 | 0 | 0 | 0 | 0 | 0 | 0 | 0 | 0 | 0 | 0 | 0 | 0 | 0 | 0 | 0 | 0 | 0 | 0 | 0 | 0 | 0 | 0 | 0 | 0 | 0 | 0 | 0 | 0 | 0 | 0 | 0 | 0 | 0 | 0 | 0 | 0 | 0 | 0 | 0 | 0 | 0 | 0 | 0 | 0 | 0 | 0 | 0 | 0 | 0 | 0 | 0 | 0 | 0 | 0 | 0 | 0 | 0 | 0 | 0 | 0 | 0 | 0 | 0 | 0 | 0 | 0 | 0 | 0 | 0 | 0 | 0 | 0 | 0 | 0 | 0 | 0 | 0 | 0 | 0 | 0 | 0 | 0 | 0 | 0 | 0 | 0 | 0 | 0 | 0 | 0 | 0 | 0 | 0 | 0 | 0 | 0 | 0 | 0 | 0 | 0 | 0 | 0 | 0 | 0 | 0 | 0 | 0 | 0 | 0 | 0 | 0 | 0 | 0 | 0 | 0 | 0 | 0 | 0 | 0 | 0 | 0 | 0 | 0 | 0 | 0 | 0 | 0 | 0 | 0 | 0 | 0 | 0 | 0 | 0 | 0 | 0 | 0 | 0 | 0 | 0 | 0 | 0 | 0 | 0 | 0 | 0 | 0 | 0 | 0 | 0 | 0 | 0 | 0 | 0
R4.1 | 0 | 0 | 0 | 0 | 0 | 0 | 0 | 0 | 0 | 0 | 0 | 0 | 0 | 0 | 0 | 0 | 0 | 0 | 0 | 0 | 0 | 0 | 0 | 0 | 0 | 0 | 0 | 0 | 0 | 0 | 0 | 0 | 0 | 0 | 0 | 0 | 0 | 0 | 0 | 0 | 0 | 0 | 0 | 0 | 0 | 0 | 0 | 0 | 0 | 0 | 0 | 0 | 0 | 0 | 0 | 0 | 0 | 0 | 0 | 0 | 0 | 0 | 0 | 0 | 0 | 0 | 0 | 0 | 0 | 0 | 0 | 0 | 0 | 0 | 0 | 0 | 0 | 0 | 0 | 0 | 0 | 0 | 0 | 0 | 0 | 0 | 0 | 0 | 0 | 0 | 0 | 0 | 0 | 0 | 0 | 0 | 0 | 0 | 0 | 0 | 0 | 0 | 0 | 0 | 0 | 0 | 0 | 0 | 0 | 0 | 0 | 0 | 0 | 0 | 0 | 0 | 0 | 0 | 0 | 0 | 0 | 0 | 0 | 0 | 0 | 0 | 0 | 0 | 0 | 0 | 0 | 0 | 0 | 0 | 0 | 0 | 0 | 0 | 0 | 0 | 0 | 0 | 0 | 0 | 0 | 0 | 0 | 0 | 0 | 0 | 0 | 0 | 0 | 0 | 0 | 0 | 0 | 0 | 0 | 0 | 0 | 0 | 0 | 0 | 0 | 0 | 0 | 0 | 0 | 0 | 0 | 0 | 0 | 0 | 0 | 0 | 0 | 0 | 0 | 0 | 0 | 0 | 0 | 0 | 0 | 0 | 0 | 0 | 0 | 0 | 0 | 0 | 0 | 0 | 0 | 0 | 0 | 0 | 0 | 0 | 0 | 0 | 0 | 0 | 0 | 0 | 0 | 0 | 0 | 0 | 0 | 0 | 0 | 0 | 0 | 0 | 0 | 0 | 0 | 0 | 0 | 0 | 0 | 0 | 0 | 0 | 0 | 0 | 0 | 0 | 0 | 0 | 0 | 0 | 0 | 0 | 0 | 0 | 0 | 0 | 0 | 0 | 0 | 0 | 0 | 0 | 0 | 0 | 0 | 0 | 0 | 0 | 0 | 0 | 0 | 0 | 0 | 0 | 0 | 0 | 0 | 0 | 0 | 0 | 0 | 0 | 0 | 0 | 0 | 0 | 0 | 0 | 0 | 0 | 0 | 0 | 0 | 0 | 0 | 0 | 0 | 0 | 0 | 0 | 0 | 0 | 0 | 0 | 0 | 0 | 0 | 0 | 0 | 0 | 0 | 0 | 0 | 0 | 0 | 0 | 0 | 0 | 0 | 0 | 0 | 0 | 0 | 0 | 0 | 0 | 0 | 0 | 0 | 0 | 0 | 0 | 0 | 0 | 0 | 0 | 0 | 0 | 0 | 0 | 0 | 0 | 0 | 0 | 0 | 0 | 0 | 0 | 0 | 0 | 0 | 0 | 0 | 0 | 0 | 0 | 0 | 0 | 0 | 0 | 0 | 0 | 0 | 0 | 0 | 0 | 0 | 0 | 0 | 0 | 0 | 0 | 0 | 0 | 0 | 0 | 0 | 0 | 0 | 0 | 0 | 0 | 0 | 0 | 0 | 0 | 0 | 0 | 0 | 0 | 0 | 0 | 0 | 0 | 0 | 0 | 0 | 0 | 0 | 0 | 0 | 0 | 0 | 0 | 0 | 0 | 0 | 0 | 0 | 0 | 0 | 0 | 0 | 0 | 0 | 0 | 0 | 0 | 0 | 0 | 0 | 0 | 0 | 0 | 0 | 0 | 0 | 0 | 0 | 0 | 0 | 0 | 0 | 0 | 0 | 0 | 0 | 0 | 0 | 0 | 0 | 0 | 0 | 0 | 0 | 0 | 0 | 0 | 0 | 0 | 0 | 0 | 0 | 0 | 0 | 0 | 0 | 0 | 0 | 0 | 0 | 0 | 0 | 0 | 0 | 0 | 0 | 0 | 0 | 0 | 0 | 0 | 0 | 0 | 0 | 0 | 0 | 0 | 0 | 0 | 0 | 0 | 0 | 0 | 0 | 0 | 0 | 0 | 0 | 0 | 0 | 0 | 0 | 0 | 0 | 0 | 0 | 0 | 0 | 0 | 0 | 0 | 0 | 0 | 0 | 0 | 0 | 0 | 0 | 0 | 0 | 0 | 0 | 0 | 0 | 0 | 0 | 0 | 0 | 0 | 0 | 0 | 0 | 0 | 0 | 0 | 0 | 0 | 0 | 0 | 0 | 0 | 0 | 0 | 0 | 0 | 0 | 0 | 0 | 0 | 0 | 0 | 0 | 0 | 0 | 0 | 0 | 0 | 0 | 0 | 0 | 0 | 0 | 0 | 0 | 0 | 0 | 0 | 0 | 0 | 0 | 0 | 0 | 0 | 0 | 0 | 0 | 0 | 0 | 0 | 0 | 0 | 0 | 0 | 0 | 0 | 0 | 0 | 0 | 0 | 0 | 0 | 0 | 0 | 0 | 0 | 0 | 0 | 0 | 0 | 0 | 0 | 0 | 0 | 0 | 0 | 0 | 0 | 0 | 0 | 0 | 0 | 0 | 0 | 0 | 0 | 0 | 0 | 0 | 0 | 0 | 0 | 0 | 0 | 0 | 0 | 0 | 0 | 0 | 0 | 0 | 0 | 0 | 0 | 0 | 0 | 0 | 0 | 0 | 0 | 0 | 0 | 0 | 0 | 0 | 0 | 0 | 0 | 0 | 0 | 0 | 0 | 0 | 0 | 0 | 0 | 0 | 0 | 0 | 0 | 0 | 0 | 0 | 0 | 0 | 0 | 0 | 0 | 0 | 0 | 0 | 0 | 0 | 0 | 0 | 0 | 0 | 0 | 0 | 0 | 0 | 0 | 0 | 0 | 0 | 0 | 0 | 0 | 0 | 0 | 0 | 0 | 0 | 0 | 0 | 0 | 0 | 0 | 0 | 0 | 0 | 0 | 0 | 0 | 0 | 0 | 0 | 0 | 0 | 0 | 0 | 0 | 0 | 0 | 0 | 0 | 0 | 0 | 0 | 0 | 0 | 0 | 0 | 0 | 0 | 0 | 0 | 0 | 0 | 0 | 0 | 0 | 0 | 0 | 0 | 0 | 0 | 0 | 0 | 0 | 0 | 0 | 0 | 0 | 0 | 0 | 0 | 0 | 0 | 0 | 0 | 0 | 0 | 0 | 0 | 0 | 0 | 0 | 0 | 0 | 0 | 0 | 0 | 0 | 0 | 0 | 0 | 0 | 0 | 0 | 0 | 0 | 0 | 0 | 0 | 0 | 0 | 0 | 0 | 0 | 0 | 0 | 0 | 0 | 0 | 0 | 0 | 0 | 0 | 0 | 0 | 0 | 0 | 0 | 0 | 0 | 0 | 0 | 0 | 0 | 0 | 0 | 0 | 0 | 0 | 0 | 0 | 0 | 0 | 0 | 0 | 0 | 0 | 0 | 0 | 0 | 0 | 0 | 0 | 0 | 0 | 0 | 0 | 0 | 0 | 0 | 0 | 0 | 0 | 0 | 0 | 0 | 0 | 0 | 0 | 0 | 0 | 0 | 0 | 0 | 0 | 0 | 0 | 0 | 0 | 0 | 0 | 0 | 0 | 0 | 0 | 0 | 0 | 0 | 0 | 0 | 0 | 0 | 0 | 0 | 0 | 0 | 0 | 0 | 0 | 0 | 0 | 0 | 0 | 0 | 0 | 0 | 0 | 0 | 0 | 0 | 0 | 0 | 0 | 0 | 0 | 0 | 0 | 0 | 0 | 0 | 0 | 0 | 0 | 0 | 0 | 0 | 0 | 0 | 0 | 0 | 0 | 0 | 0 | 0 | 0 | 0 | 0 | 0 | 0 | 0 | 0 | 0 | 0 | 0 | 0 | 0 | 0 | 0 | 0 | 0 | 0 | 0 | 0 | 0 | 0 | 0 | 0 | 0 | 0 | 0 | 0 | 0 | 0 | 0 | 0 | 0 | 0 | 0 | 0 | 0 | 0 | 0 | 0 | 0 | 0 | 0 | 0 | 0 | 0 | 0 | 0 | 0 | 0 | 0 | 0 | 0 | 0 | 0 | 0 | 0 | 0 | 0 | 0 | 0 | 0 | 0 | 0 | 0 | 0 | 0 | 0 | 0 | 0 | 0 | 0 | 0 | 0 | 0 | 0 | 0 | 0 | 0 | 0 | 0 | 0 | 0 | 0 | 0 | 0 | 0 | 0 | 0 | 0 | 0 | 0 | 0 | 0 | 0 | 0 | 0 | 0 | 0 | 0 | 0 | 0 | 0 | 0 | 0 | 0 | 0 | 0 | 0 | 0 | 0 | 0 | 0 | 0 | 0 | 0 | 0 | 0 | 0 | 0 | 0 | 0 | 0 | 0 | 0 | 0 | 0
R4.2 | 0 | 0 | 0 | 0 | 0 | 0 | 0 | 0 | 0 | 0 | 0 | 0 | 0 | 0 | 0 | 0 | 0 | 0 | 0 | 0 | 0 | 0 | 0 | 0 | 0 | 0 | 0 | 0 | 0 | 0 | 0 | 0 | 0 | 0 | 0 | 0 | 0 | 0 | 0 | 0 | 0 | 0 | 0 | 0 | 0 | 0 | 0 | 0 | 0 | 0 | 0 | 0 | 0 | 0 | 0 | 0 | 0 | 0 | 0 | 0 | 0 | 0 | 0 | 0 | 0 | 0 | 0 | 0 | 0 | 0 | 0 | 0 | 0 | 0 | 0 | 0 | 0 | 0 | 0 | 0 | 0 | 0 | 0 | 0 | 0 | 0 | 0 | 0 | 0 | 0 | 0 | 0 | 0 | 0 | 0 | 0 | 0 | 0 | 0 | 0 | 0 | 0 | 0 | 0 | 0 | 0 | 0 | 0 | 0 | 0 | 0 | 0 | 0 | 0 | 0 | 0 | 0 | 0 | 0 | 0 | 0 | 0 | 0 | 0 | 0 | 0 | 0 | 0 | 0 | 0 | 0 | 0 | 0 | 0 | 0 | 0 | 0 | 0 | 0 | 0 | 0 | 0 | 0 | 0 | 0 | 0 | 0 | 0 | 0 | 0 | 0 | 0 | 0 | 0 | 0 | 0 | 0 | 0 | 0 | 0 | 0 | 0 | 0 | 0 | 0 | 0 | 0 | 0 | 0 | 0 | 0 | 0 | 0 | 0 | 0 | 0 | 0 | 0 | 0 | 0 | 0 | 0 | 0 | 0 | 0 | 0 | 0 | 0 | 0 | 0 | 0 | 0 | 0 | 0 | 0 | 0 | 0 | 0 | 0 | 0 | 0 | 0 | 0 | 0 | 0 | 0 | 0 | 0 | 0 | 0 | 0 | 0 | 0 | 0 | 0 | 0 | 0 | 0 | 0 | 0 | 0 | 0 | 0 | 0 | 0 | 0 | 0 | 0 | 0 | 0 | 0 | 0 | 0 | 0 | 0 | 0 | 0 | 0 | 0 | 0 | 0 | 0 | 0 | 0 | 0 | 0 | 0 | 0 | 0 | 0 | 0 | 0 | 0 | 0 | 0 | 0 | 0 | 0 | 0 | 0 | 0 | 0 | 0 | 0 | 0 | 0 | 0 | 0 | 0 | 0 | 0 | 0 | 0 | 0 | 0 | 0 | 0 | 0 | 0 | 0 | 0 | 0 | 0 | 0 | 0 | 0 | 0 | 0 | 0 | 0 | 0 | 0 | 0 | 0 | 0 | 0 | 0 | 0 | 0 | 0 | 0 | 0 | 0 | 0 | 0 | 0 | 0 | 0 | 0 | 0 | 0 | 0 | 0 | 0 | 0 | 0 | 0 | 0 | 0 | 0 | 0 | 0 | 0 | 0 | 0 | 0 | 0 | 0 | 0 | 0 | 0 | 0 | 0 | 0 | 0 | 0 | 0 | 0 | 0 | 0 | 0 | 0 | 0 | 0 | 0 | 0 | 0 | 0 | 0 | 0 | 0 | 0 | 0 | 0 | 0 | 0 | 0 | 0 | 0 | 0 | 0 | 0 | 0 | 0 | 0 | 0 | 0 | 0 | 0 | 0 | 0 | 0 | 0 | 0 | 0 | 0 | 0 | 0 | 0 | 0 | 0 | 0 | 0 | 0 | 0 | 0 | 0 | 0 | 0 | 0 | 0 | 0 | 0 | 0 | 0 | 0 | 0 | 0 | 0 | 0 | 0 | 0 | 0 | 0 | 0 | 0 | 0 | 0 | 0 | 0 | 0 | 0 | 0 | 0 | 0 | 0 | 0 | 0 | 0 | 0 | 0 | 0 | 0 | 0 | 0 | 0 | 0 | 0 | 0 | 0 | 0 | 0 | 0 | 0 | 0 | 0 | 0 | 0 | 0 | 0 | 0 | 0 | 0 | 0 | 0 | 0 | 0 | 0 | 0 | 0 | 0 | 0 | 0 | 0 | 0 | 0 | 0 | 0 | 0 | 0 | 0 | 0 | 0 | 0 | 0 | 0 | 0 | 0 | 0 | 0 | 0 | 0 | 0 | 0 | 0 | 0 | 0 | 0 | 0 | 0 | 0 | 0 | 0 | 0 | 0 | 0 | 0 | 0 | 0 | 0 | 0 | 0 | 0 | 0 | 0 | 0 | 0 | 0 | 0 | 0 | 0 | 0 | 0 | 0 | 0 | 0 | 0 | 0 | 0 | 0 | 0 | 0 | 0 | 0 | 0 | 0 | 0 | 0 | 0 | 0 | 0 | 0 | 0 | 0 | 0 | 0 | 0 | 0 | 0 | 0 | 0 | 0 | 0 | 0 | 0 | 0 | 0 | 0 | 0 | 0 | 0 | 0 | 0 | 0 | 0 | 0 | 0 | 0 | 0 | 0 | 0 | 0 | 0 | 0 | 0 | 0 | 0 | 0 | 0 | 0 | 0 | 0 | 0 | 0 | 0 | 0 | 0 | 0 | 0 | 0 | 0 | 0 | 0 | 0 | 0 | 0 | 0 | 0 | 0 | 0 | 0 | 0 | 0 | 0 | 0 | 0 | 0 | 0 | 0 | 0 | 0 | 0 | 0 | 0 | 0 | 0 | 0 | 0 | 0 | 0 | 0 | 0 | 0 | 0 | 0 | 0 | 0 | 0 | 0 | 0 | 0 | 0 | 0 | 0 | 0 | 0 | 0 | 0 | 0 | 0 | 0 | 0 | 0 | 0 | 0 | 0 | 0 | 0 | 0 | 0 | 0 | 0 | 0 | 0 | 0 | 0 | 0 | 0 | 0 | 0 | 0 | 0 | 0 | 0 | 0 | 0 | 0 | 0 | 0 | 0 | 0 | 0 | 0 | 0 | 0 | 0 | 0 | 0 | 0 | 0 | 0 | 0 | 0 | 0 | 0 | 0 | 0 | 0 | 0 | 0 | 0 | 0 | 0 | 0 | 0 | 0 | 0 | 0 | 0 | 0 | 0 | 0 | 0 | 0 | 0 | 0 | 0 | 0 | 0 | 0 | 0 | 0 | 0 | 0 | 0 | 0 | 0 | 0 | 0 | 0 | 0 | 0 | 0 | 0 | 0 | 0 | 0 | 0 | 0 | 0 | 0 | 0 | 0 | 0 | 0 | 0 | 0 | 0 | 0 | 0 | 0 | 0 | 0 | 0 | 0 | 0 | 0 | 0 | 0 | 0 | 0 | 0 | 0 | 0 | 0 | 0 | 0 | 0 | 0 | 0 | 0 | 0 | 0 | 0 | 0 | 0 | 0 | 0 | 0 | 0 | 0 | 0 | 0 | 0 | 0 | 0 | 0 | 0 | 0 | 0 | 0 | 0 | 0 | 0 | 0 | 0 | 0 | 0 | 0 | 0 | 0 | 0 | 0 | 0 | 0 | 0 | 0 | 0 | 0 | 0 | 0 | 0 | 0 | 0 | 0 | 0 | 0 | 0 | 0 | 0 | 0 | 0 | 0 | 0 | 0 | 0 | 0 | 0 | 0 | 0 | 0 | 0 | 0 | 0 | 0 | 0 | 0 | 0 | 0 | 0 | 0 | 0 | 0 | 0 | 0 | 0 | 0 | 0 | 0 | 0 | 0 | 0 | 0 | 0 | 0 | 0 | 0 | 0 | 0 | 0 | 0 | 0 | 0 | 0 | 0 | 0 | 0 | 0 | 0 | 0 | 0 | 0 | 0 | 0 | 0 | 0 | 0 | 0 | 0 | 0 | 0 | 0 | 0 | 0 | 0 | 0 | 0 | 0 | 0 | 0 | 0 | 0 | 0 | 0 | 0 | 0 | 0 | 0 | 0 | 0 | 0 | 0 | 0 | 0 | 0 | 0 | 0 | 0 | 0 | 0 | 0 | 0 | 0 | 0 | 0 | 0 | 0 | 0 | 0 | 0 | 0 | 0 | 0 | 0 | 0 | 0 | 0 | 0 | 0 | 0 | 0 | 0 | 0 | 0 | 0 | 0 | 0 | 0 | 0 | 0 | 0 | 0 | 0 | 0 | 0 | 0 | 0 | 0 | 0 | 0 | 0 | 0 | 0 | 0 | 0 | 0 | 0 | 0 | 0 | 0 | 0 | 0 | 0 | 0 | 0 | 0 | 0 | 0 | 0 | 0 | 0 | 0 | 0 | 0 | 0 | 0 | 0 | 0 | 0 | 0 | 0 | 0 | 0 | 0 | 0 | 0 | 0 | 0 | 0 | 0 | 0 | 0 | 0 | 0 | 0 | 0 | 0 | 0 | 0 | 0 | 0 | 0 | 0 | 0 | 0 | 0 | 0 | 0 | 0 | 0 | 0 | 0 | 0 | 0 | 0 | 0 | 0 | 0 | 0 | 0 | 0 | 0 | 0 | 0 | 0 | 0 | 0 | 0 | 0 | 0
Deze grafiek is niet beschikbaar in uw versie van Excel. Als u deze vorm bewerkt of deze werkmap opslaat in een andere bestandsindeling, wordt de grafiek onherstelbaar beschadigd.
Deze grafiek is niet beschikbaar in uw versie van Excel. Als u deze vorm bewerkt of deze werkmap opslaat in een andere bestandsindeling, wordt de grafiek onherstelbaar beschadigd.
Deze grafiek is niet beschikbaar in uw versie van Excel. Als u deze vorm bewerkt of deze werkmap opslaat in een andere bestandsindeling, wordt de grafiek onherstelbaar beschadigd.
Deze grafiek is niet beschikbaar in uw versie van Excel. Als u deze vorm bewerkt of deze werkmap opslaat in een andere bestandsindeling, wordt de grafiek onherstelbaar beschadigd.
Deze grafiek is niet beschikbaar in uw versie van Excel. Als u deze vorm bewerkt of deze werkmap opslaat in een andere bestandsindeling, wordt de grafiek onherstelbaar beschadigd.